{"text_format":"3","workbook":"xls","n_sheets":1,"sheets":["Sheet3"],"not_rendered":{"external_links":1,"defined_names":1},"read":"whole","date_system":"1900","formulas":"cached_only"}

{"sheet":"Sheet3","index":0,"n_rows":2134,"n_cols":9,"rows_kept":2134,"merged":[[0,0,0,6]],"flags":["formulas_cached_only"]}
["保山电力腾冲分公司2025年四季度配电网接入能力公示表"]
["序号","设备名称（准确、完整描述配变名称）","电压等级(kV)","季度平均负载率（%）","最大负载率（%）","负载情况（轻载、重载、过载）","可开放容量(kVA)","否否接入受限（是/否）","覆盖区域（以“县区-乡镇或街道办-村委会或社区-村或小区”的地址层级进行公示）"]
[1,"BH-打苴社区-大寨台变","10kV",13.04,31.18,"轻载",{"v":313.05600000000004,"d":"313.06"},"否","打苴社区"]
[2,"BH-打苴社区-邓家寨台变","10kV",9.85,33.05,"轻载",{"v":202.8375,"d":"202.84"},"否","打苴社区"]
[3,"BH-打苴社区-东山台变","10kV",8.52,23.52,"轻载",{"v":329.32800000000003,"d":"329.33"},"否","打苴社区"]
[4,"BH-打苴社区-横寨台变","10kV",15.18,34.41,"轻载",{"v":240.4647,"d":"240.46"},"否","打苴社区"]
[5,"BH-打苴社区-李家寨台变","10kV",7.24,21.83,"轻载",{"v":166.96800000000002,"d":"166.97"},"否","打苴社区"]
[6,"BH-打苴社区-龙桥头台变","10kV",6.43,25.61,"轻载",{"v":67.3704,"d":"67.37"},"否","打苴社区"]
[7,"BH-打苴社区-马家源台变","10kV",6.54,30.53,"轻载",{"v":67.2912,"d":"67.29"},"否","打苴社区"]
[8,"BH-打苴社区-孙家寨台变","10kV",9.67,30.91,"轻载",{"v":101.62125,"d":"101.62"},"否","打苴社区"]
[9,"BH-打苴社区-塘子河1#台变","10kV",25.74,61.62,"经济运行",{"v":83.5425,"d":"83.54"},"否","打苴社区"]
[10,"BH-打苴社区-塘子河2#台变","10kV",5.1,41.83,"轻载",{"v":42.705000000000005,"d":"42.71"},"否","打苴社区"]
[11,"BH-打苴社区-徐家湾番家寨台变","10kV",7.22,23.75,"轻载",{"v":208.755,"d":"208.76"},"否","打苴社区"]
[12,"BH-打苴社区-杨家湾台变","10kV",10.34,23.09,"轻载",{"v":161.388,"d":"161.39"},"否","打苴社区"]
[13,"BH-凤山社区-后屯台变","10kV",12.29,30.44,"轻载",{"v":315.75600000000003,"d":"315.76"},"否","凤山社区"]
[14,"BH-凤山社区-沙帽山台变","10kV",12.47,38.63,"轻载",{"v":78.777,"d":"78.78"},"否","凤山社区"]
[15,"BH-凤山社区-小尹家湾台变","10kV",9.71,28.19,"轻载",{"v":130.01760000000002,"d":"130.02"},"否","凤山社区"]
[16,"BH-富裕社区-白寺台变","10kV",12.95,31.72,"轻载",313.38,"否","富裕社区"]
[17,"BH-富裕社区-大井台变","10kV",11.28,28.32,"轻载",{"v":251.52120000000002,"d":"251.52"},"否","富裕社区"]
[18,"BH-富裕社区-大石板2#台变","10kV",9.84,23,"轻载",{"v":255.60360000000003,"d":"255.60"},"否","富裕社区"]
[19,"BH-富裕社区-大石板尹家小河台变","10kV",25.25,53.27,"经济运行",{"v":211.91625000000002,"d":"211.92"},"否","富裕社区"]
[20,"BH-富裕社区-范、赵、平、杨台变","10kV",16.28,42.52,"轻载",{"v":237.34619999999998,"d":"237.35"},"否","富裕社区"]
[21,"BH-富裕社区-坡头坡脚台变","10kV",8.42,20.94,"轻载",{"v":206.055,"d":"206.06"},"否","富裕社区"]
[22,"BH-富裕社区-秋厂台变","10kV",17.15,42.13,"轻载",149.13,"否","富裕社区"]
[23,"BH-富裕社区-小井台变","10kV",10.7,24.63,"轻载",{"v":200.925,"d":"200.93"},"否","富裕社区"]
[24,"BH-岗峨社区-孟家寨台变","10kV",21.53,45.9,"轻载",{"v":222.46245,"d":"222.46"},"否","岗峨社区"]
[25,"BH-岗峨社区-挑坡台变","10kV",11.86,29,"轻载",{"v":249.87690000000003,"d":"249.88"},"否","岗峨社区"]
[26,"BH-岗峨社区-新寨台变","10kV",12.16,35.08,"轻载",{"v":63.244800000000005,"d":"63.24"},"否","岗峨社区"]
[27,"BH-岗峨社区-中村台变","10kV",14.67,32.44,"轻载",{"v":307.188,"d":"307.19"},"否","岗峨社区"]
[28,"BH-高原社区-龙塘台变","10kV",9.53,60.58,"轻载",{"v":24.4269,"d":"24.43"},"否","高原社区"]
[29,"BH-花园村-杜家湾台变","10kV",5.74,17.57,"轻载",{"v":267.2271,"d":"267.23"},"否","花园村"]
[30,"BH-花园村-康何台变","10kV",8.93,29.12,"轻载",{"v":163.926,"d":"163.93"},"否","花园村"]
[31,"BH-花园村-麻梨山台变","10kV",10.75,19.27,"轻载",{"v":253.02375,"d":"253.02"},"否","花园村"]
[32,"BH-花园村-柞木树台变","10kV",8.3,22.58,"轻载",165.06,"否","花园村"]
[33,"BH-花园村-直站岭台变","10kV",5.98,27.11,"轻载",{"v":67.6944,"d":"67.69"},"否","花园村"]
[34,"BH-双海社区-柴家营台变","10kV",9.23,21.08,"轻载",{"v":326.772,"d":"326.77"},"否","双海社区"]
[35,"BH-双海社区-海口1#台变","10kV",15.29,32.3,"轻载",{"v":304.956,"d":"304.96"},"否","双海社区"]
[36,"BH-双海社区-海口2#台变","10kV",9.48,22.16,"轻载",{"v":325.872,"d":"325.87"},"否","双海社区"]
[37,"BH-双海社区-邵家营1#台变","10kV",18.43,43.01,"轻载",{"v":293.652,"d":"293.65"},"否","双海社区"]
[38,"BH-双海社区-邵家营2#台变","10kV",37.88,81.29,"经济运行",{"v":44.7264,"d":"44.73"},"否","双海社区"]
[39,"BH-双海社区-水沟台变","10kV",15.05,33.86,"轻载",305.82,"否","双海社区"]
[40,"BH-双海社区-赵家岳家台变","10kV",9.04,24.47,"轻载",{"v":327.456,"d":"327.46"},"否","双海社区"]
[41,"BH-双坡村-大元塘台变","10kV",7.02,49.16,"轻载",{"v":41.841,"d":"41.84"},"否","双坡村"]
[42,"BH-双坡村-麻厂安置地台变","10kV",4.52,39.19,"轻载",{"v":25.7796,"d":"25.78"},"否","双坡村"]
[43,"BH-双坡村-麻厂台变","10kV",0.91,16.91,"轻载",{"v":142.6896,"d":"142.69"},"否","双坡村"]
[44,"BH-双坡村-蒲箐台变","10kV",6.28,29.06,"经济运行",{"v":134.95680000000002,"d":"134.96"},"否","双坡村"]
[45,"BH-双坡村-邵家台变","10kV",2.7,13.98,"轻载",{"v":140.11200000000002,"d":"140.11"},"否","双坡村"]
[46,"BH-双坡村-双坡台变","10kV",2.67,18.19,"轻载",{"v":140.1552,"d":"140.16"},"否","双坡村"]
[47,"BH-双坡村-新寨台变","10kV",2.67,14.8,"轻载",{"v":43.7985,"d":"43.80"},"否","双坡村"]
[48,"BH-下村社区-北海下村台变","10kV",11.49,29.55,"轻载",{"v":250.92585000000003,"d":"250.93"},"否","下村社区"]
[49,"BH-下村社区-杜家湾台变","10kV",12.83,39.15,"轻载",{"v":156.906,"d":"156.91"},"否","下村社区"]
[50,"BH-下村社区-后所营台变","10kV",20.58,49.17,"经济运行",{"v":142.95600000000002,"d":"142.96"},"否","下村社区"]
[51,"BH-下村社区-上村台变","10kV",8.97,47.33,"轻载",{"v":81.927,"d":"81.93"},"否","下村社区"]
[52,"BH-下村社区-中村台变","10kV",9.05,28.58,"轻载",327.42,"否","下村社区"]
[53,"BH-新乐社区-代家寨台变","10kV",12.13,42.97,"轻载",{"v":158.16600000000003,"d":"158.17"},"否","新乐社区"]
[54,"BH-新乐社区-番徐刘马段家寨台变","10kV",15.66,46.68,"轻载",{"v":239.1039,"d":"239.10"},"否","新乐社区"]
[55,"BH-新乐社区-沟下台变","10kV",8.08,26.51,"轻载",{"v":165.45600000000002,"d":"165.46"},"否","新乐社区"]
[56,"BH-新乐社区-郭家营台变","10kV",18.34,53.08,"经济运行",{"v":73.494,"d":"73.49"},"否","新乐社区"]
[57,"BH-新乐社区-龙家营台变","10kV",13.88,46,"轻载",{"v":244.1502,"d":"244.15"},"否","新乐社区"]
[58,"BH-新乐社区-玛御谷清芷园1#箱变-DW","10kV",10.58,21.96,"轻载",{"v":643.8240000000001,"d":"643.82"},"否","新乐社区"]
[59,"BH-新乐社区-玛御谷清芷园2#箱变-DW","10kV",11.77,23.39,"轻载",{"v":500.26410000000004,"d":"500.26"},"否","新乐社区"]
[60,"BH-新乐社区-玛御谷清芷园3#箱变-DW","10kV",9.56,22.83,"轻载",406.98,"否","新乐社区"]
[61,"BH-新乐社区-清河台变","10kV",9.44,41.74,"轻载",{"v":81.504,"d":"81.50"},"否","新乐社区"]
[62,"BH-新乐社区-新乐街1#台变","10kV",34.28,63.85,"经济运行",{"v":186.31619999999998,"d":"186.32"},"否","新乐社区"]
[63,"BH-新乐社区-新乐街2#台变","10kV",39.73,99.99,"经济运行",{"v":170.86545,"d":"170.87"},"否","新乐社区"]
[64,"BH-新乐社区-秧田洼台变","10kV",34.67,81.32,"经济运行",{"v":117.594,"d":"117.59"},"否","新乐社区"]
[65,"BH-盈河村-岔路台变","10kV",8.21,23.64,"轻载",{"v":260.22465000000005,"d":"260.22"},"否","盈河村"]
[66,"BH-盈河村-大寨台变","10kV",15.57,36.36,"轻载",{"v":239.35905,"d":"239.36"},"否","盈河村"]
[67,"BH-盈河村-汉坝台变","10kV",9.27,36.92,"轻载",{"v":102.07125,"d":"102.07"},"否","盈河村"]
[68,"BH-盈河村-河头台变","10kV",11.08,43.76,"轻载",{"v":64.0224,"d":"64.02"},"否","盈河村"]
[69,"BH-盈河村-街子台变","10kV",32.57,133.3,"经济运行",{"v":48.549600000000005,"d":"48.55"},"否","盈河村"]
[70,"BH-盈河村-酒寨台变","10kV",14.52,43.45,"轻载",192.33,"否","盈河村"]
[71,"BH-盈河村-李家寨台变","10kV",18.85,51.1,"轻载",{"v":91.29375,"d":"91.29"},"否","盈河村"]
[72,"BH-盈河村-新红台变","10kV",18.9,94.78,"轻载",{"v":91.2375,"d":"91.24"},"否","盈河村"]
[73,"BH-盈河村-澡塘台变","10kV",19.79,63.85,"轻载",{"v":144.37800000000001,"d":"144.38"},"否","盈河村"]
[74,"BH-盈水社区-村尾1#台变","10kV",34.99,98.8,"经济运行",{"v":58.50899999999999,"d":"58.51"},"否","盈水社区"]
[75,"BH-盈水社区-村尾2#台变","10kV",11.39,27.31,"轻载",{"v":251.20934999999997,"d":"251.21"},"否","盈水社区"]
[76,"BH-盈水社区-下河村1#台变","10kV",11.54,43.9,"轻载",{"v":250.7841,"d":"250.78"},"否","盈水社区"]
[77,"BH-盈水社区-下河村2#台变","10kV",8.29,18.76,"轻载",{"v":259.99785,"d":"260.00"},"否","盈水社区"]
[78,"BH-油灯社区-草坝街台变","10kV",28.87,68.93,"经济运行",{"v":201.65355,"d":"201.65"},"否","油灯社区"]
[79,"BH-油灯社区-洞觉村台变","10kV",14.71,31.53,"轻载",{"v":307.044,"d":"307.04"},"否","油灯社区"]
[80,"BH-油灯社区-油灯庄1#台变","10kV",15.4,39.71,"轻载",{"v":239.841,"d":"239.84"},"否","油灯社区"]
[81,"BH-油灯社区-油灯庄2#台变","10kV",13.36,29.41,"轻载",{"v":245.6244,"d":"245.62"},"否","油灯社区"]
[82,"BH-竹坝村-黄姜地台变","10kV",3.12,17.07,"轻载",{"v":26.157600000000002,"d":"26.16"},"否","竹坝村"]
[83,"BH-竹坝村-乃撒变台","10kV",5.22,30.35,"轻载",{"v":85.302,"d":"85.30"},"否","竹坝村"]
[84,"BH-竹坝村-石老虎台变","10kV",5.05,18.38,"轻载",{"v":68.36399999999999,"d":"68.36"},"否","竹坝村"]
[85,"CD-朝阳社区-陈家村1#台变","10kV",31.52,89.43,"经济运行",{"v":194.14079999999998,"d":"194.14"},"否","朝阳社区"]
[86,"CD-朝阳社区-陈家村2#台变","10kV",25.9,103.99,"经济运行",{"v":166.725,"d":"166.73"},"否","朝阳社区"]
[87,"CD-朝阳社区-胡家湾1#台变","10kV",19.04,82.93,"经济运行",364.32,"否","朝阳社区"]
[88,"CD-朝阳社区-胡家湾2#台变","10kV",19.04,59.76,"经济运行",364.32,"否","朝阳社区"]
[89,"CD-朝阳社区-胡家湾3#台变","10kV",22.98,94.19,"经济运行",346.59,"否","朝阳社区"]
[90,"CD-朝阳社区-胡家湾4#台变","10kV",13.8,55.91,"经济运行",{"v":387.9,"d":"387.90"},"否","朝阳社区"]
[91,"CD-朝阳社区-胡家湾5#台变","10kV",12.56,61.99,"轻载",{"v":247.89239999999998,"d":"247.89"},"否","朝阳社区"]
[92,"CD-朝阳社区-刘晓寨台变","10kV",11.09,38.71,"轻载",{"v":400.095,"d":"400.10"},"否","朝阳社区"]
[93,"CD-朝阳社区-毛家村1#台变","10kV",19.25,62.54,"经济运行",{"v":181.6875,"d":"181.69"},"否","朝阳社区"]
[94,"CD-朝阳社区-毛家村2#台变","10kV",24.28,53.63,"经济运行",170.37,"否","朝阳社区"]
[95,"CD-朝阳社区-倪家堡1#台变","10kV",21.81,69.1,"轻载",{"v":221.66864999999999,"d":"221.67"},"否","朝阳社区"]
[96,"CD-朝阳社区-倪家堡2#台变","10kV",28.23,68.08,"经济运行",{"v":203.46794999999997,"d":"203.47"},"否","朝阳社区"]
[97,"CD-朝阳社区-韦家村台变","10kV",25.65,75.11,"经济运行",{"v":334.575,"d":"334.58"},"否","朝阳社区"]
[98,"CD-寸家寨社区-寸家寨1#台变","10kV",11.87,40.4,"轻载",{"v":249.84855000000002,"d":"249.85"},"否","寸家寨社区"]
[99,"CD-寸家寨社区-寸家寨2#台变","10kV",9.45,33.89,"轻载",{"v":130.392,"d":"130.39"},"否","寸家寨社区"]
[100,"CD-寸家寨社区-高田台变","10kV",8.23,27.78,"轻载",{"v":206.4825,"d":"206.48"},"否","寸家寨社区"]
[101,"CD-寸家寨社区-小地坡台变","10kV",8.75,56.94,"轻载",{"v":131.4,"d":"131.40"},"否","寸家寨社区"]
[102,"CD-大宽邑社区-大宽邑1#台变","10kV",19.61,38.42,"轻载",{"v":289.404,"d":"289.40"},"否","大宽邑社区"]
[103,"CD-大宽邑社区-大宽邑2#台变","10kV",10.49,27.13,"轻载",{"v":201.3975,"d":"201.40"},"否","大宽邑社区"]
[104,"CD-大宽邑社区-大巷口台变","10kV",7.19,16.82,"轻载",{"v":334.11600000000004,"d":"334.12"},"否","大宽邑社区"]
[105,"CD-大宽邑社区-谢家营台变","10kV",15.43,41.82,"轻载",{"v":190.28250000000003,"d":"190.28"},"否","大宽邑社区"]
[106,"CD-大宽邑社区-杨家坡台变","10kV",25.95,60.86,"经济运行",{"v":209.93175,"d":"209.93"},"否","大宽邑社区"]
[107,"CD-东山社区-东升上村1#台变","10kV",36.73,75.16,"经济运行",{"v":142.35750000000002,"d":"142.36"},"否","东山社区"]
[108,"CD-东山社区-东升上村2#台变","10kV",22.82,50.23,"经济运行",{"v":218.80530000000002,"d":"218.81"},"否","东山社区"]
[109,"CD-东山社区-东升下村1#台变","10kV",21.24,43.89,"经济运行",{"v":283.536,"d":"283.54"},"否","东山社区"]
[110,"CD-东山社区-东升下村2#台变","10kV",23.82,85.55,"经济运行",{"v":171.405,"d":"171.41"},"否","东山社区"]
[111,"CD-东山社区-高黎贡商业街3箱变-DW","10kV",24.66,42.51,"经济运行",{"v":427.1778,"d":"427.18"},"否","东山社区"]
[112,"CD-东山社区-恒益东山(2367组团)1#箱变-DW","10kV",14.91,34.16,"轻载",{"v":957.2625,"d":"957.26"},"否","东山社区"]
[113,"CD-东山社区-恒益东山(2367组团)2#箱变-DW","10kV",12.3,29.45,"轻载",{"v":986.625,"d":"986.63"},"否","东山社区"]
[114,"CD-东山社区-恒益东山458组团1#箱变","10kV",9.06,20.89,"轻载",{"v":1309.536,"d":"1309.54"},"否","东山社区"]
[115,"CD-东山社区-恒益东山458组团2#箱变","10kV",9.8,21.63,"轻载",1298.88,"否","东山社区"]
[116,"CD-东山社区-恒益东山低层住宅1组团1#箱变-DW","10kV",18.35,40.66,"轻载",{"v":367.425,"d":"367.43"},"否","东山社区"]
[117,"CD-东山社区-恒益东山低层住宅2组团箱变-DW","10kV",11.84,26.35,"轻载",{"v":634.752,"d":"634.75"},"否","东山社区"]
[118,"CD-东山社区-恒益东山低层住宅34组团1#箱变-DW","10kV",31.97,50.68,"经济运行",{"v":489.81600000000003,"d":"489.82"},"否","东山社区"]
[119,"CD-东山社区-恒益东山低层住宅34组团2#箱变-DW","10kV",13.92,34.35,"经济运行",{"v":488.0736,"d":"488.07"},"否","东山社区"]
[120,"CD-东山社区-后董库台变","10kV",31.61,63.92,"经济运行",{"v":193.88565,"d":"193.89"},"否","东山社区"]
[121,"CD-东山社区-江山小院1#箱变-DW","10kV",13.04,26.61,"轻载",{"v":493.0632,"d":"493.06"},"否","东山社区"]
[122,"CD-东山社区-江山小院2#箱变-DW","10kV",8.96,19.45,"轻载",{"v":516.1968,"d":"516.20"},"否","东山社区"]
[123,"CD-东山社区-江山小院3#箱变-DW","10kV",8.11,20.07,"轻载",{"v":521.0163,"d":"521.02"},"否","东山社区"]
[124,"CD-东山社区-学府雅苑1#箱变-DW","10kV",12.49,32.11,"轻载",{"v":984.4875,"d":"984.49"},"否","东山社区"]
[125,"CD-东山社区-学府雅苑2#箱变-DW","10kV",10.21,20.54,"轻载",{"v":1010.1375,"d":"1010.14"},"否","东山社区"]
[126,"CD-东山社区-饮马水河安置地2#台变","10kV",16.53,40.25,"轻载",{"v":236.63745,"d":"236.64"},"否","东山社区"]
[127,"CD-东山社区-饮马水河安置地台变","10kV",40.8,96.32,"经济运行",{"v":167.832,"d":"167.83"},"否","东山社区"]
[128,"CD-东升社区-前董库2#台变","10kV",30.18,61.85,"经济运行",{"v":251.35199999999998,"d":"251.35"},"否","东升社区"]
[129,"CD-东升社区-尚家寨1#台变","10kV",19.05,43.12,"轻载",{"v":229.49325000000002,"d":"229.49"},"否","东升社区"]
[130,"CD-东升社区-尚家寨2#台变","10kV",18.74,59.64,"轻载",{"v":230.3721,"d":"230.37"},"否","东升社区"]
[131,"CD-洞坪社区-草庙台变","10kV",26.47,59.83,"轻载",{"v":165.4425,"d":"165.44"},"否","洞坪社区"]
[132,"CD-洞坪社区-何家寨台变","10kV",40.86,92.9,"经济运行",{"v":66.5325,"d":"66.53"},"否","洞坪社区"]
[133,"CD-洞坪社区-山后安置地台变","10kV",26.72,67.5,"经济运行",164.88,"否","洞坪社区"]
[134,"CD-洞坪社区-山后台变","10kV",13.2,46.82,"轻载",{"v":124.992,"d":"124.99"},"否","洞坪社区"]
[135,"CD-洞坪社区-山面1#台变","10kV",16.55,56.56,"轻载",150.21,"否","洞坪社区"]
[136,"CD-洞坪社区-山面2#台变","10kV",11.53,26.37,"轻载",{"v":250.81245,"d":"250.81"},"否","洞坪社区"]
[137,"CD-洞坪社区-团山台变","10kV",26.67,55.09,"经济运行",{"v":164.9925,"d":"164.99"},"否","洞坪社区"]
[138,"CD-洞坪社区-长洞1#台变","10kV",13.85,36.2,"轻载",{"v":244.23525,"d":"244.24"},"否","洞坪社区"]
[139,"CD-洞坪社区-长洞2#台变","10kV",13.91,46.8,"轻载",{"v":123.9696,"d":"123.97"},"否","洞坪社区"]
[140,"CD-洞山社区-钏家湾台变","10kV",17.17,47.87,"轻载",{"v":298.188,"d":"298.19"},"否","洞山社区"]
[141,"CD-洞山社区-龙井1台变","10kV",11.26,34.45,"轻载",{"v":251.5779,"d":"251.58"},"否","洞山社区"]
[142,"CD-洞山社区-龙井2台变","10kV",18.65,67.05,"轻载",{"v":230.62725,"d":"230.63"},"否","洞山社区"]
[143,"CD-洞山社区-新街子1#台变","10kV",46.15,101.18,"经济运行",193.86,"否","洞山社区"]
[144,"CD-洞山社区-新街子2#台变","10kV",33.29,79.99,"经济运行",{"v":189.12285000000003,"d":"189.12"},"否","洞山社区"]
[145,"CD-凤山社区-大尹家湾1#台变","10kV",14.04,28.97,"轻载",{"v":243.69660000000002,"d":"243.70"},"否","凤山社区"]
[146,"CD-凤山社区-大尹家湾2#台变","10kV",10.22,25.11,"轻载",{"v":161.604,"d":"161.60"},"否","凤山社区"]
[147,"CD-凤山社区-大竹园台变","10kV",27.93,60.28,"经济运行",{"v":204.31845,"d":"204.32"},"否","凤山社区"]
[148,"CD-凤山社区-后山台变","10kV",26.27,68.43,"经济运行",{"v":165.8925,"d":"165.89"},"否","凤山社区"]
[149,"CD-观音塘社区-陈家巷1#台变","10kV",42.19,84.25,"经济运行",{"v":208.116,"d":"208.12"},"否","观音塘社区"]
[150,"CD-观音塘社区-陈家巷2#台变","10kV",34.19,76.56,"经济运行",{"v":296.14500000000004,"d":"296.15"},"否","观音塘社区"]
[151,"CD-观音塘社区-云龙村台变","10kV",30.56,67.6,"经济运行",{"v":249.984,"d":"249.98"},"否","观音塘社区"]
[152,"CD-黄坡社区-大滚塘台变","10kV",18.33,52.84,"轻载",{"v":73.503,"d":"73.50"},"否","观音塘社区"]
[153,"CD-黄坡社区-大中吴邑台变","10kV",14.95,43.55,"轻载",306.18,"否","黄坡社区"]
[154,"CD-黄坡社区-下村台变","10kV",11.47,30.33,"轻载",{"v":250.98255000000003,"d":"250.98"},"否","黄坡社区"]
[155,"CD-黄坡社区-小河底台变","10kV",12.69,32.96,"轻载",{"v":314.31600000000003,"d":"314.32"},"否","黄坡社区"]
[156,"CD-黄坡社区-小吴邑台变","10kV",18.74,41.55,"轻载",{"v":182.835,"d":"182.84"},"否","黄坡社区"]
[157,"CD-金源社区-金源社区台变","10kV",13.74,35.41,"轻载",{"v":244.5471,"d":"244.55"},"否","金源社区"]
[158,"CD-金源社区-上龙马窝台变","10kV",11.81,30.4,"轻载",{"v":158.742,"d":"158.74"},"否","金源社区"]
[159,"CD-金源社区-石牌杨家台变","10kV",27.44,50.22,"经济运行",{"v":261.216,"d":"261.22"},"否","金源社区"]
[160,"CD-金源社区-石牌赵家台变","10kV",24.57,54.22,"经济运行",{"v":169.7175,"d":"169.72"},"否","金源社区"]
[161,"CD-金源社区-下龙马窝台变","10kV",13.2,36.64,"轻载",156.24,"否","金源社区"]
[162,"CD-金源社区-小罗绮坪台变","10kV",19.32,48.22,"轻载",{"v":145.22400000000002,"d":"145.22"},"否","金源社区"]
[163,"CD-马常社区-上马常1#台变","10kV",30.92,56.43,"经济运行",{"v":248.688,"d":"248.69"},"否","马常社区"]
[164,"CD-马常社区-上马常2#台变","10kV",18.48,41.17,"轻载",{"v":231.10920000000002,"d":"231.11"},"否","马常社区"]
[165,"CD-马常社区-下马常1#台变","10kV",21.42,43.22,"经济运行",{"v":282.888,"d":"282.89"},"否","马常社区"]
[166,"CD-马常社区-下马常2#台变","10kV",18.59,40.37,"轻载",{"v":293.076,"d":"293.08"},"否","马常社区"]
[167,"CD-勐连街社区-陈家寨台变","10kV",7.01,27.96,"轻载",{"v":167.382,"d":"167.38"},"否","勐连街社区"]
[168,"CD-勐连街社区-何家寨台变","10kV",4.05,15.11,"轻载",{"v":215.8875,"d":"215.89"},"否","勐连街社区"]
[169,"CD-勐连街社区-栗柴坝台变","10kV",8.16,98.68,"轻载",103.32,"否","勐连街社区"]
[170,"CD-勐连街社区-勐连集镇台变","10kV",27.16,73.75,"经济运行",{"v":262.22400000000005,"d":"262.22"},"否","勐连街社区"]
[171,"CD-勐连街社区-下密坡台变","10kV",7.7,29.53,"轻载",{"v":103.8375,"d":"103.84"},"否","勐连街社区"]
[172,"CD-勐连街社区-新寨坡台变","10kV",7.64,36.52,"轻载",{"v":166.248,"d":"166.25"},"否","勐连街社区"]
[173,"CD-勐连街社区-朱家寨台变","10kV",8.24,29.6,"轻载",103.23,"否","勐连街社区"]
[174,"CD-沙坝社区-河外台变","10kV",12.15,32,"轻载",{"v":249.05475,"d":"249.05"},"否","沙坝社区"]
[175,"CD-沙坝社区-上中村台变","10kV",20.05,44.15,"轻载",{"v":226.65825,"d":"226.66"},"否","沙坝社区"]
[176,"CD-沙坝社区-新沙坝台变","10kV",17.02,49.28,"轻载",{"v":149.364,"d":"149.36"},"否","沙坝社区"]
[177,"CD-沙坝社区-庄烟台变","10kV",15.47,40.57,"轻载",{"v":239.64255,"d":"239.64"},"否","沙坝社区"]
[178,"CD-上勐连社区-关坡山台变","10kV",19.09,50.18,"轻载",{"v":36.4095,"d":"36.41"},"否","上勐连社区"]
[179,"CD-上勐连社区-核果树台变","10kV",2.66,19.81,"轻载",{"v":43.803000000000004,"d":"43.80"},"否","上勐连社区"]
[180,"CD-上勐连社区-上寨1#台变","10kV",18.71,45.18,"轻载",{"v":292.644,"d":"292.64"},"否","上勐连社区"]
[181,"CD-上勐连社区-上寨2#台变","10kV",14.8,23.89,"轻载",153.36,"否","上勐连社区"]
[182,"CD-上勐连社区-哨上1#台变","10kV",9.38,28.36,"轻载",{"v":256.9077,"d":"256.91"},"否","上勐连社区"]
[183,"CD-上勐连社区-哨上2#台变","10kV",5.94,30.39,"轻载",{"v":67.7232,"d":"67.72"},"否","上勐连社区"]
[184,"CD-上勐连社区-中岭杆台变","10kV",17.17,58.64,"轻载",{"v":22.3641,"d":"22.36"},"否","上勐连社区"]
[185,"CD-侍郎坝社区-何家寨台变","10kV",8.93,30.44,"轻载",{"v":102.45375000000001,"d":"102.45"},"否","侍郎坝社区"]
[186,"CD-侍郎坝社区-回龙村台变","10kV",10.83,35.98,"轻载",{"v":160.506,"d":"160.51"},"否","侍郎坝社区"]
[187,"CD-侍郎坝社区-林家头台变","10kV",20.16,49.83,"轻载",{"v":226.34640000000002,"d":"226.35"},"否","侍郎坝社区"]
[188,"CD-侍郎坝社区-肖李寨1#台变","10kV",20.74,51.97,"经济运行",{"v":224.7021,"d":"224.70"},"否","侍郎坝社区"]
[189,"CD-侍郎坝社区-肖李寨2#台变","10kV",27.71,62.85,"经济运行",{"v":130.12199999999999,"d":"130.12"},"否","侍郎坝社区"]
[190,"CD-侍郎坝社区-新寨台变","10kV",25.37,52.39,"经济运行",{"v":53.733599999999996,"d":"53.73"},"否","侍郎坝社区"]
[191,"CD-侍郎坝社区-杨家头台变","10kV",19.11,57.71,"轻载",{"v":229.32315000000003,"d":"229.32"},"否","侍郎坝社区"]
[192,"CD-侍郎坝社区-赵家寨台变","10kV",16.34,79.07,"轻载",{"v":75.294,"d":"75.29"},"否","侍郎坝社区"]
[193,"CD-文星社区-038#1号箱变","10kV",10.96,29.44,"轻载",{"v":320.544,"d":"320.54"},"否","文星社区"]
[194,"CD-下勐连社区-董家山台变","10kV",6.93,36.52,"轻载",{"v":263.85345,"d":"263.85"},"否","下勐连社区"]
[195,"CD-下勐连社区-董家寨台变","10kV",9.65,29.09,"轻载",325.26,"否","下勐连社区"]
[196,"CD-下勐连社区-富裕村台变","10kV",2.24,12.68,"轻载",109.98,"否","下勐连社区"]
[197,"CD-下勐连社区-老秧田台变","10kV",8.47,39.11,"轻载",{"v":82.37700000000001,"d":"82.38"},"否","下勐连社区"]
[198,"CD-下勐连社区-姚家寨台变","10kV",8,23.9,"轻载",{"v":331.2,"d":"331.20"},"否","下勐连社区"]
[199,"CD-砚湖社区-北门田心安置地台变","10kV",22.56,52.36,"经济运行",{"v":219.54240000000001,"d":"219.54"},"否","下勐连社区"]
[200,"CD-砚湖社区-丁家寨台变","10kV",42.24,90.34,"经济运行",{"v":163.7496,"d":"163.75"},"否","砚湖社区"]
[201,"CD-砚湖社区-公安小区台变","10kV",23.06,45.46,"经济运行",{"v":218.1249,"d":"218.12"},"否","砚湖社区"]
[202,"CD-砚湖社区-凉亭台变","10kV",35.91,71.08,"经济运行",{"v":230.72400000000002,"d":"230.72"},"否","砚湖社区"]
[203,"CD-砚湖社区-腾冲故事1#箱变-DW","10kV",5.3,13.38,"轻载",681.84,"否","砚湖社区"]
[204,"CD-砚湖社区-腾冲故事2#箱变-DW","10kV",6.59,14.96,"轻载",{"v":672.552,"d":"672.55"},"否","砚湖社区"]
[205,"CD-砚湖社区-腾冲故事3#箱变-DW","10kV",5.6,13.58,"轻载",679.68,"否","砚湖社区"]
[206,"CD-砚湖社区-田心1#台变","10kV",34.95,70.28,"经济运行",234.18,"否","砚湖社区"]
[207,"CD-砚湖社区-田心2#台变","10kV",28.62,63.38,"经济运行",321.21,"否","砚湖社区"]
[208,"CD-砚湖社区-田心3#台变","10kV",46.64,88.5,"经济运行",{"v":151.2756,"d":"151.28"},"否","砚湖社区"]
[209,"CD-砚湖社区-田心4#台变","10kV",34.21,60.17,"经济运行",{"v":236.84399999999997,"d":"236.84"},"否","砚湖社区"]
[210,"CD-砚湖社区-文治光昌广场箱变","10kV",10.38,26.39,"轻载",{"v":645.264,"d":"645.26"},"否","砚湖社区"]
[211,"CD-永乐社区-大寨子台变","10kV",34.1,62.68,"经济运行",{"v":148.275,"d":"148.28"},"否","永乐社区"]
[212,"CD-永乐社区-关坡脚1#台变","10kV",16.36,62.69,"轻载",{"v":75.276,"d":"75.28"},"否","永乐社区"]
[213,"CD-永乐社区-关坡脚2#台变","10kV",11.39,24.66,"轻载",{"v":251.20934999999997,"d":"251.21"},"否","永乐社区"]
[214,"CD-永乐社区-刘家寨台变","10kV",39.93,77.18,"经济运行",{"v":170.29845,"d":"170.30"},"否","永乐社区"]
[215,"CD-永乐社区-任家寨台变","10kV",39.66,84.9,"经济运行",{"v":217.22400000000002,"d":"217.22"},"否","玉璧社区"]
[216,"CD-玉璧社区-芹菜塘台变","10kV",11.25,30.98,"轻载",{"v":251.60625,"d":"251.61"},"否","玉璧社区"]
[217,"CD-玉璧社区-玉壁1#台变","10kV",24.19,54.44,"经济运行",{"v":170.57250000000002,"d":"170.57"},"否","玉璧社区"]
[218,"CD-玉璧社区-玉壁2#台变","10kV",25.66,65.92,"经济运行",{"v":210.7539,"d":"210.75"},"否","玉璧社区"]
[219,"CD-玉璧社区-玉壁3#台变","10kV",33.4,69.81,"经济运行",{"v":188.81100000000004,"d":"188.81"},"否","玉璧社区"]
[220,"CD-玉璧社区-玉壁4#台变","10kV",18.7,42.97,"轻载",{"v":182.925,"d":"182.93"},"否","云山社区"]
[221,"CD-云山社区-大罗绮坪1#台变","10kV",25.03,68.56,"经济运行",{"v":168.6825,"d":"168.68"},"否","云山社区"]
[222,"CD-云山社区-大罗绮坪2#台变","10kV",26.8,58.7,"经济运行",{"v":207.522,"d":"207.52"},"否","云山社区"]
[223,"CD-云山社区-董官村1#台变","10kV",15.5,31.2,"轻载",{"v":304.2,"d":"304.20"},"否","云山社区"]
[224,"CD-云山社区-董官村2#台变","10kV",33.03,72.89,"经济运行",{"v":241.092,"d":"241.09"},"否","云山社区"]
[225,"CD-云山社区-河外台变","10kV",9.54,39.53,"轻载",{"v":81.41400000000002,"d":"81.41"},"否","云山社区"]
[226,"CQS-大寨村-大寨1#台变","10kV",15.28,37.72,"轻载",190.62,"否","大寨村"]
[227,"CQS-大寨村-大寨4#台变","10kV",9.96,41.12,"轻载",{"v":255.2634,"d":"255.26"},"否","大寨村"]
[228,"CQS-大寨村-沙坡1#台变","10kV",17.62,52.89,"轻载",{"v":185.355,"d":"185.36"},"否","大寨村"]
[229,"CQS-大寨村-沙坡2#台变","10kV",10.37,41.13,"轻载",{"v":129.0672,"d":"129.07"},"否","大寨村"]
[230,"CQS-荆陈村-陈家寨1#台变","10kV",16.21,42.37,"轻载",{"v":120.6576,"d":"120.66"},"否","荆陈村"]
[231,"CQS-荆陈村-陈家寨2#台变","10kV",10.07,39.01,"轻载",{"v":129.4992,"d":"129.50"},"否","荆陈村"]
[232,"CQS-荆陈村-陈家寨3#台变","10kV",7.49,26.96,"轻载",{"v":262.26585,"d":"262.27"},"否","荆陈村"]
[233,"CQS-荆陈村-荆竹寨1#台变","10kV",7.38,26.75,"轻载",{"v":133.3728,"d":"133.37"},"否","荆陈村"]
[234,"CQS-荆陈村-荆竹寨2#台变","10kV",8.15,25.53,"轻载",{"v":260.39475,"d":"260.39"},"否","荆陈村"]
[235,"CQS-荆陈村-朱星街集镇台变","10kV",5.75,16.63,"轻载",{"v":339.3,"d":"339.30"},"否","荆陈村"]
[236,"CQS-良盈村-芭蕉关1#台变","10kV",23.54,58.64,"经济运行",{"v":110.10240000000002,"d":"110.10"},"否","良盈村"]
[237,"CQS-良盈村-芭蕉关2#台变","10kV",13.2,32.86,"轻载",156.24,"否","良盈村"]
[238,"CQS-良盈村-半个山台变","10kV",9.89,34.14,"轻载",{"v":101.37375,"d":"101.37"},"否","良盈村"]
[239,"CQS-良盈村-蔡家寨老寨子台变","10kV",7.8,67.69,"轻载",41.49,"否","良盈村"]
[240,"CQS-良盈村-蔡家寨新寨子台变","10kV",11.82,39.23,"轻载",{"v":63.489599999999996,"d":"63.49"},"否","良盈村"]
[241,"CQS-良盈村-谷家寨台变","10kV",5.67,24.03,"轻载",{"v":212.2425,"d":"212.24"},"否","良盈村"]
[242,"CQS-良盈村-蒋家营台变","10kV",0.33,5.05,"轻载",{"v":71.7624,"d":"71.76"},"否","良盈村"]
[243,"CQS-良盈村-老洋河台变","10kV",10.71,36.85,"轻载",{"v":160.72199999999998,"d":"160.72"},"否","良盈村"]
[244,"CQS-良盈村-良盈村委会台变","10kV",12.99,66.9,"轻载",{"v":97.88625,"d":"97.89"},"否","良盈村"]
[245,"CQS-良盈村-蔺家寨1#台变","10kV",11.95,54.2,"轻载",{"v":63.396,"d":"63.40"},"否","良盈村"]
[246,"CQS-良盈村-蔺家寨2#台变","10kV",7.64,27.77,"轻载",{"v":166.248,"d":"166.25"},"否","良盈村"]
[247,"CQS-良盈村-蔺家寨3#台变","10kV",10.35,36.02,"轻载",{"v":201.7125,"d":"201.71"},"否","良盈村"]
[248,"CQS-良盈村-热海新村台变","10kV",29.61,70.11,"经济运行",{"v":50.6808,"d":"50.68"},"否","良盈村"]
[249,"CQS-清水村-村委会台变","10kV",31.11,86.09,"经济运行",{"v":99.2016,"d":"99.20"},"否","清水村"]
[250,"CQS-清水村-湖东新墙台变","10kV",20.13,48.75,"经济运行",{"v":179.7075,"d":"179.71"},"否","清水村"]
[251,"CQS-清水村-老街子台变","10kV",13.83,35.2,"轻载",{"v":244.29194999999999,"d":"244.29"},"否","清水村"]
[252,"CQS-清水村-老寨子台变","10kV",16.79,44.64,"轻载",{"v":119.8224,"d":"119.82"},"否","清水村"]
[253,"CQS-清水村-刘家寨台变","10kV",20.66,64.21,"轻载",{"v":57.1248,"d":"57.12"},"否","清水村"]
[254,"CQS-清水村-罗所冲下寨台变","10kV",25.86,101.69,"经济运行",{"v":210.1869,"d":"210.19"},"否","清水村"]
[255,"CQS-清水村-罗所冲新寨台变","10kV",29.06,77.16,"经济运行",{"v":79.8075,"d":"79.81"},"否","清水村"]
[256,"CQS-清水村-罗所冲中寨台变","10kV",20.56,54.06,"轻载",{"v":142.992,"d":"142.99"},"否","清水村"]
[257,"CQS-清水村-苏家营1#台变","10kV",17.54,39.27,"轻载",{"v":233.77410000000003,"d":"233.77"},"否","清水村"]
[258,"CQS-清水村-苏家营2#台变","10kV",17.5,52.14,"轻载",{"v":59.4,"d":"59.40"},"否","清水村"]
[259,"CQS-三家村-冯家营台变","10kV",12.74,32.34,"轻载",{"v":314.136,"d":"314.14"},"否","三家村"]
[260,"CQS-三家村-何家寨台变","10kV",8.26,34.32,"轻载",{"v":132.1056,"d":"132.11"},"否","三家村"]
[261,"CQS-三家村-蛮磊台变","10kV",7.62,34.13,"轻载",{"v":83.142,"d":"83.14"},"否","三家村"]
[262,"CQS-三家村-三家村寨台变","10kV",12.58,40.99,"轻载",{"v":314.712,"d":"314.71"},"否","三家村"]
[263,"CQS-三家村-中寨台变","10kV",21.11,63.7,"经济运行",{"v":177.5025,"d":"177.50"},"否","三家村"]
[264,"CQS-驼峰村-栗柴坝大坡社台变","10kV",14.08,39.62,"轻载",{"v":96.66000000000001,"d":"96.66"},"否","三家村"]
[265,"CQS-驼峰村-栗柴坝大寨台变","10kV",13.3,46.65,"轻载",156.06,"否","驼峰村"]
[266,"CQS-驼峰村-栗柴坝许上许下台变","10kV",13.17,41.52,"轻载",{"v":156.294,"d":"156.29"},"否","驼峰村"]
[267,"CQS-驼峰村-瞿家营1至3社台变","10kV",6.12,28.54,"轻载",{"v":168.984,"d":"168.98"},"否","驼峰村"]
[268,"CQS-驼峰村-瞿家营4、5社台变","10kV",8.16,55.33,"轻载",{"v":165.312,"d":"165.31"},"否","驼峰村"]
[269,"CQS-驼峰村-瞿家营6社台变","10kV",8.46,32.77,"轻载",{"v":164.772,"d":"164.77"},"否","驼峰村"]
[270,"CQS-驼峰村-瞿家营槽子口台变","10kV",12.09,64.5,"轻载",{"v":126.5904,"d":"126.59"},"否","驼峰村"]
[271,"CQS-驼峰村-水坝田台变","10kV",7.98,34.02,"轻载",{"v":41.409,"d":"41.41"},"否","驼峰村"]
[272,"CQS-驼峰村-文兴社台变","10kV",6.29,22.87,"轻载",{"v":210.8475,"d":"210.85"},"否","驼峰村"]
[273,"CQS-驼峰村-虞家营新村1#台变","10kV",18.25,41.96,"轻载",{"v":183.9375,"d":"183.94"},"否","驼峰村"]
[274,"CQS-驼峰村-虞家营新村2#台变","10kV",5.95,23.49,"轻载",{"v":266.63175,"d":"266.63"},"否","驼峰村"]
[275,"CQ-宝峰社区-5#地块1#(南)箱变","10kV",18.25,40.15,"轻载",{"v":588.6,"d":"588.60"},"否","宝峰社区"]
[276,"CQ-宝峰社区-碧桂园一期1#箱变-DW","10kV",9.51,23.09,"轻载",{"v":1018.0125,"d":"1018.01"},"否","宝峰社区"]
[277,"CQ-宝峰社区-碧桂园一期2#箱变-DW","10kV",10.62,23.66,"轻载",{"v":1005.525,"d":"1005.53"},"否","宝峰社区"]
[278,"CQ-宝峰社区-公租房6#地块箱变","10kV",36.06,80.83,"经济运行",287.73,"否","宝峰社区"]
[279,"CQ-宝峰社区-公租房8#地块1#箱变","10kV",15.59,35.72,"轻载",{"v":607.752,"d":"607.75"},"否","宝峰社区"]
[280,"CQ-宝峰社区-公租房8#地块2#箱变","10kV",12.8,31.34,"轻载",627.84,"否","宝峰社区"]
[281,"CQ-宝峰社区-公租房8#地块3#箱变","10kV",12.16,27.64,"轻载",{"v":632.4480000000001,"d":"632.45"},"否","宝峰社区"]
[282,"CQ-宝峰社区-公租房8#地块4#箱变","10kV",9.22,22.03,"轻载",{"v":653.616,"d":"653.62"},"否","宝峰社区"]
[283,"CQ-宝峰社区-郭家寨台变","10kV",40.44,78.01,"经济运行",{"v":214.41600000000003,"d":"214.42"},"否","宝峰社区"]
[284,"CQ-宝峰社区-海和苑箱变","10kV",4.69,12.06,"轻载",{"v":540.4077,"d":"540.41"},"否","宝峰社区"]
[285,"CQ-宝峰社区-核桃园丁子寨台变","10kV",22.41,63.87,"经济运行",{"v":174.5775,"d":"174.58"},"否","宝峰社区"]
[286,"CQ-宝峰社区-卢家寨台变","10kV",37.07,84.35,"经济运行",{"v":141.5925,"d":"141.59"},"否","宝峰社区"]
[287,"CQ-宝峰社区-人民医院公租房1#箱变-DW","10kV",10.65,27.55,"轻载",{"v":643.3199999999999,"d":"643.32"},"否","宝峰社区"]
[288,"CQ-宝峰社区-人民医院公租房2#箱变-DW","10kV",5.61,14.16,"轻载",{"v":679.6080000000001,"d":"679.61"},"否","宝峰社区"]
[289,"CQ-宝峰社区-西山坝公租房5号地(北)1#箱变","10kV",15.09,31.83,"轻载",764.19,"否","宝峰社区"]
[290,"CQ-宝峰社区-西山坝公租房7#地块1#箱变","10kV",10.59,21.76,"轻载",{"v":402.345,"d":"402.35"},"否","宝峰社区"]
[291,"CQ-宝峰社区-西山坝公租房二号地块1#箱变","10kV",13.41,31.33,"轻载",779.31,"否","宝峰社区"]
[292,"CQ-宝峰社区-西山坝公租房二号地块2#箱变","10kV",13.55,29.78,"轻载",778.05,"否","宝峰社区"]
[293,"CQ-宝峰社区-西山坝腾越镇公租房1#箱变-DW","10kV",9.6,23.6,"轻载",{"v":650.8800000000001,"d":"650.88"},"否","宝峰社区"]
[294,"CQ-宝峰社区-西山坝腾越镇公租房2#箱变-DW","10kV",11,25.56,"轻载",{"v":640.8000000000001,"d":"640.80"},"否","宝峰社区"]
[295,"CQ-宝峰社区-西山坝卫生局公租房箱变-DW","10kV",6,16.5,"轻载",{"v":676.8,"d":"676.80"},"否","宝峰社区"]
[296,"CQ-东山社区-金鹰地产欢乐湖一期箱变-DW","10kV",4.72,10.84,"轻载",{"v":686.0160000000001,"d":"686.02"},"否","东山社区"]
[297,"CQ-观音堂社区-官房翡翠山居438#箱变DW","10kV",4.62,11.96,"轻载",{"v":1073.025,"d":"1073.03"},"否","观音塘社区"]
[298,"CQ-观音塘社区-434#线1#箱变","10kV",40.96,67.83,"经济运行",265.68,"否","观音塘社区"]
[299,"CQ-观音塘社区-434#线2#箱变","10kV",48.68,81.59,"经济运行",{"v":369.504,"d":"369.50"},"否","观音塘社区"]
[300,"CQ-观音塘社区-边防检查站台变","10kV",31.63,59.32,"经济运行",{"v":246.13200000000003,"d":"246.13"},"否","观音塘社区"]
[301,"CQ-观音塘社区-滨河小区3#桥台变","10kV",42.89,95.68,"经济运行",{"v":102.798,"d":"102.80"},"否","观音塘社区"]
[302,"CQ-观音塘社区-财神庙后安置地台变","10kV",26.87,56.92,"经济运行",{"v":207.32354999999998,"d":"207.32"},"否","观音塘社区"]
[303,"CQ-观音塘社区-大槽子台变","10kV",28.35,69.95,"经济运行",{"v":257.94000000000005,"d":"257.94"},"否","观音塘社区"]
[304,"CQ-观音塘社区-大宽邑安置地箱变-DW","10kV",20.26,39.97,"轻载",{"v":452.12579999999997,"d":"452.13"},"否","观音塘社区"]
[305,"CQ-观音塘社区-东营老路2#台变","10kV",46.26,81.61,"经济运行",{"v":152.3529,"d":"152.35"},"否","观音塘社区"]
[306,"CQ-观音塘社区-东营老路台变","10kV",28.43,55.89,"经济运行",{"v":202.90095,"d":"202.90"},"否","观音塘社区"]
[307,"CQ-观音塘社区-翡翠古镇1#箱变-DW","10kV",14.84,30.55,"轻载",383.22,"否","观音塘社区"]
[308,"CQ-观音塘社区-翡翠古镇2#箱变-DW","10kV",14.84,31.48,"轻载",383.22,"否","观音塘社区"]
[309,"CQ-观音塘社区-翡翠古镇3#箱变-DW","10kV",11.07,24.22,"轻载",{"v":400.185,"d":"400.19"},"否","观音塘社区"]
[310,"CQ-观音塘社区-公租房4#地块1#箱变","10kV",10.94,24.95,"轻载",{"v":641.2320000000001,"d":"641.23"},"否","观音塘社区"]
[311,"CQ-观音塘社区-公租房4#地块2#箱变","10kV",8.66,21.57,"轻载",{"v":657.648,"d":"657.65"},"否","观音塘社区"]
[312,"CQ-观音塘社区-古茶墅3~4号箱变","10kV",3.44,9.16,"轻载",{"v":434.52000000000004,"d":"434.52"},"否","观音塘社区"]
[313,"CQ-观音塘社区-古茶墅假日庄园箱变-DW","10kV",6.54,14.28,"轻载",{"v":1051.425,"d":"1051.43"},"否","观音塘社区"]
[314,"CQ-观音塘社区-古茶墅小高层住宅1#箱变","10kV",7.43,17.18,"轻载",{"v":416.56500000000005,"d":"416.57"},"否","观音塘社区"]
[315,"CQ-观音塘社区-古茶墅小高层住宅2#箱变","10kV",7.64,21.76,"轻载",415.62,"否","观音塘社区"]
[316,"CQ-观音塘社区-拐角楼安置地台变","10kV",14.92,28.55,"轻载",{"v":306.288,"d":"306.29"},"否","观音塘社区"]
[317,"CQ-观音塘社区-关家巷台变","10kV",31.33,65.6,"经济运行",{"v":194.67945,"d":"194.68"},"否","观音塘社区"]
[318,"CQ-观音塘社区-观音塘安置地台变","10kV",18.05,34.3,"轻载",{"v":295.02000000000004,"d":"295.02"},"否","观音塘社区"]
[319,"CQ-观音塘社区-观音塘打坟场台变","10kV",23.39,47.44,"轻载",{"v":275.796,"d":"275.80"},"否","观音塘社区"]
[320,"CQ-观音塘社区-观音塘花园小区台变","10kV",48,85.78,"经济运行",{"v":234,"d":"234.00"},"否","观音塘社区"]
[321,"CQ-观音塘社区-观音塘小区台变","10kV",44.52,86.03,"经济运行",{"v":157.2858,"d":"157.29"},"否","观音塘社区"]
[322,"CQ-观音塘社区-观音塘玉泉小区台变","10kV",32.99,58.24,"经济运行",{"v":241.23599999999996,"d":"241.24"},"否","观音塘社区"]
[323,"CQ-观音塘社区和顺里TZ1（二）","10kV",1.42,4.58,"轻载",443.61,"否","观音塘社区"]
[324,"CQ-观音塘社区-和顺里TZ1（一）","10kV",1.2,4.23,"轻载",{"v":444.6,"d":"444.60"},"否","观音塘社区"]
[325,"CQ-观音塘社区-和顺里TZ2","10kV",4.32,21.53,"轻载",{"v":688.8960000000001,"d":"688.90"},"否","观音塘社区"]
[326,"CQ-观音塘社区-和顺里TZ3","10kV",5.04,14.42,"轻载",{"v":683.712,"d":"683.71"},"否","观音塘社区"]
[327,"CQ-观音塘社区和顺里TZ4","10kV",3.07,7.41,"轻载",{"v":436.185,"d":"436.19"},"否","观音塘社区"]
[328,"CQ-观音塘社区-红星小区安置地台变","10kV",28.74,62.31,"经济运行",{"v":102.6144,"d":"102.61"},"否","观音塘社区"]
[329,"CQ-观音塘社区-惠民公司观音塘公租房台变-DW","10kV",4.66,16.74,"轻载",{"v":270.2889,"d":"270.29"},"否","观音塘社区"]
[330,"CQ-观音塘社区-军民小区1号台变","10kV",38.64,76.5,"经济运行",{"v":220.89600000000002,"d":"220.90"},"否","观音塘社区"]
[331,"CQ-观音塘社区-军民小区2号台变","10kV",17.02,35.9,"轻载",{"v":298.728,"d":"298.73"},"否","观音塘社区"]
[332,"CQ-观音塘社区-军民小区3号台变","10kV",37.71,70.98,"经济运行",{"v":224.244,"d":"224.24"},"否","观音塘社区"]
[333,"CQ-观音塘社区-松园1#台变","10kV",19.72,51.69,"轻载",{"v":289.00800000000004,"d":"289.01"},"否","观音塘社区"]
[334,"CQ-观音塘社区-松园2#台变","10kV",22.98,46.42,"经济运行",{"v":277.272,"d":"277.27"},"否","观音塘社区"]
[335,"CQ-观音塘社区-松园3#台变","10kV",39.07,79.25,"经济运行",{"v":172.73655000000002,"d":"172.74"},"否","观音塘社区"]
[336,"CQ-观音塘社区-腾越古镇二期1#箱变-DW","10kV",15.85,37.83,"轻载",{"v":477.1305,"d":"477.13"},"否","观音塘社区"]
[337,"CQ-观音塘社区-腾越古镇二期2#箱变-DW","10kV",11.64,24.85,"轻载",{"v":501.00120000000004,"d":"501.00"},"否","观音塘社区"]
[338,"CQ-观音塘社区-腾越古镇一期1#箱变-DW","10kV",32.77,59.01,"经济运行",{"v":242.02799999999996,"d":"242.03"},"否","观音塘社区"]
[339,"CQ-观音塘社区-腾越古镇一期2#箱变-DW","10kV",18.92,36.94,"轻载",{"v":291.888,"d":"291.89"},"否","观音塘社区"]
[340,"CQ-观音塘社区-香槟庄园(4期)1#箱变-DW","10kV",6.13,14.91,"轻载",{"v":1056.0375000000001,"d":"1056.04"},"否","观音塘社区"]
[341,"CQ-观音塘社区-香槟庄园(二期)1#箱变-DW","10kV",5.59,14.71,"轻载",849.69,"否","观音塘社区"]
[342,"CQ-观音塘社区-香槟庄园(二期)2#箱变-DW","10kV",12.52,31.64,"轻载",{"v":629.856,"d":"629.86"},"否","观音塘社区"]
[343,"CQ-观音塘社区-香槟庄园1#箱变","10kV",9.16,23.45,"轻载",{"v":654.048,"d":"654.05"},"否","观音塘社区"]
[344,"CQ-观音塘社区-香槟庄园三区箱变-DW","10kV",5.82,15.11,"轻载",{"v":678.0960000000001,"d":"678.10"},"否","观音塘社区"]
[345,"CQ-观音塘社区-香槟庄园四期配电室2#箱变-DW","10kV",9.85,25.42,"轻载",{"v":1014.1875,"d":"1014.19"},"否","观音塘社区"]
[346,"CQ-观音塘社区-玉宸翠景小区1#箱变","10kV",6.89,14.24,"轻载",{"v":418.995,"d":"419.00"},"否","观音塘社区"]
[347,"CQ-观音塘社区-玉宸翠景小区2#箱变","10kV",9.09,20.54,"轻载",{"v":1022.7375,"d":"1022.74"},"否","观音塘社区"]
[348,"CQ-金源社区-（世纪城C区）腾达苑三期1#箱变DW","10kV",4.5,11.31,"经济运行",{"v":541.485,"d":"541.49"},"否","金源社区"]
[349,"CQ-金源社区-（世纪城C区）腾达苑三期2#箱变DW","10kV",6.53,13.82,"经济运行",{"v":420.615,"d":"420.62"},"否","金源社区"]
[350,"CQ-金源社区-（世纪城C区）腾达苑三期3#箱变DW","10kV",4.24,10.71,"经济运行",430.92,"否","金源社区"]
[351,"CQ-金源社区-（世纪城C区）腾达苑三期4#箱变DW","10kV",2.8,6.98,"经济运行",{"v":551.124,"d":"551.12"},"否","金源社区"]
[352,"CQ-金源社区-（世纪城C区）腾达苑三期5#箱变DW","10kV",2.12,6.3,"经济运行",1101.15,"否","金源社区"]
[353,"CQ-金源社区-（世纪城C区）腾达苑三期6#箱变DW","10kV",1.93,4.24,"经济运行",{"v":1103.2875000000001,"d":"1103.29"},"否","金源社区"]
[354,"CQ-满邑社区-095#线1#箱变","10kV",28.11,48.51,"经济运行",{"v":517.6080000000001,"d":"517.61"},"否","满邑社区"]
[355,"CQ-满邑社区-菜园坡台变","10kV",38.77,69.49,"经济运行",{"v":173.58704999999998,"d":"173.59"},"否","满邑社区"]
[356,"CQ-满邑社区-海华路台变","10kV",37,58.91,"轻载",{"v":283.5,"d":"283.50"},"否","满邑社区"]
[357,"CQ-满邑社区-华严三小区台变","10kV",46.96,79.22,"经济运行",{"v":190.944,"d":"190.94"},"否","满邑社区"]
[358,"CQ-满邑社区-华园一小区台变","10kV",30.65,60,"经济运行",{"v":196.60725,"d":"196.61"},"否","满邑社区"]
[359,"CQ-满邑社区-林业大厦台变","10kV",26.58,49.54,"经济运行",{"v":208.14570000000003,"d":"208.15"},"否","满邑社区"]
[360,"CQ-满邑社区-满邑晒场台变","10kV",30.51,68.23,"经济运行",{"v":197.00415,"d":"197.00"},"否","满邑社区"]
[361,"CQ-满邑社区-满邑上村1#台变","10kV",49.88,86.54,"经济运行",{"v":142.09019999999998,"d":"142.09"},"否","满邑社区"]
[362,"CQ-满邑社区-满邑上村2#台变","10kV",36.6,69.37,"经济运行",228.24,"否","满邑社区"]
[363,"CQ-满邑社区-满邑下村荷花池台变","10kV",22.81,52.98,"经济运行",{"v":277.884,"d":"277.88"},"否","满邑社区"]
[364,"CQ-满邑社区-满邑赵家巷台变","10kV",32.93,61.05,"经济运行",{"v":190.14345,"d":"190.14"},"否","满邑社区"]
[365,"CQ-满邑社区-满邑砖厂台变","10kV",23.53,45.66,"经济运行",{"v":275.29200000000003,"d":"275.29"},"否","满邑社区"]
[366,"CQ-满邑社区-美域中央1期箱变-DW","10kV",13.44,27.22,"轻载",{"v":490.79519999999997,"d":"490.80"},"否","满邑社区"]
[367,"CQ-满邑社区-美域中央2期箱变-DW","10kV",9.2,30.89,"轻载",{"v":514.836,"d":"514.84"},"否","满邑社区"]
[368,"CQ-满邑社区-牌坊脚台变","10kV",8.03,17.96,"轻载",{"v":331.092,"d":"331.09"},"否","满邑社区"]
[369,"CQ-满邑社区-通利达台变","10kV",48.78,84.25,"经济运行",{"v":184.392,"d":"184.39"},"否","满邑社区"]
[370,"CQ-满邑社区-新生邑台变","10kV",28.66,72.9,"经济运行",{"v":202.24890000000002,"d":"202.25"},"否","满邑社区"]
[371,"CQ-满邑社区-元吉小区公变(清真街)台变","10kV",65.4,107.75,"重载",{"v":98.09100000000001,"d":"98.09"},"否","满邑社区"]
[372,"CQ-满邑社区-祗园路台变","10kV",23.38,58.73,"经济运行",{"v":217.2177,"d":"217.22"},"否","满邑社区"]
[373,"CQ-满邑社区-中国电信公租房箱变-DW","10kV",2.81,8.91,"轻载",{"v":349.884,"d":"349.88"},"否","满邑社区"]
[374,"CQ-热海社区-田心1#台变","10kV",32.86,70.17,"经济运行",{"v":241.704,"d":"241.70"},"否","热海社区"]
[375,"CQ-热海社区-田心2#台变","10kV",11.46,27.4,"轻载",{"v":251.01090000000002,"d":"251.01"},"否","热海社区"]
[376,"CQ-山源社区-081#1#箱变","10kV",9.65,24.85,"轻载",325.26,"否","山源社区"]
[377,"CQ-山源社区-081#2#箱变","10kV",23.45,69.26,"经济运行",{"v":344.475,"d":"344.48"},"否","山源社区"]
[378,"CQ-山源社区-081#4#箱变","10kV",18.52,33.37,"轻载",{"v":293.32800000000003,"d":"293.33"},"否","山源社区"]
[379,"CQ-山源社区-081#5#箱变","10kV",14.3,29.5,"轻载",{"v":308.52000000000004,"d":"308.52"},"否","山源社区"]
[380,"CQ-山源社区-081#5杠1#箱变","10kV",22.94,38.72,"经济运行",{"v":277.416,"d":"277.42"},"否","山源社区"]
[381,"CQ-山源社区-081#6#箱变","10kV",37.53,68.42,"经济运行",{"v":224.892,"d":"224.89"},"否","山源社区"]
[382,"CQ-山源社区-433#4#箱变","10kV",40.8,78.07,"经济运行",213.12,"否","山源社区"]
[383,"CQ-山源社区-财政局台变","10kV",14.58,37.94,"轻载",{"v":242.1657,"d":"242.17"},"否","山源社区"]
[384,"CQ-山源社区-茶苑小区1#台变","10kV",43.14,73.51,"经济运行",{"v":161.1981,"d":"161.20"},"否","山源社区"]
[385,"CQ-山源社区-茶苑小区2#台变","10kV",22.21,47.61,"经济运行",{"v":280.044,"d":"280.04"},"否","山源社区"]
[386,"CQ-山源社区-城南小区台变","10kV",26.98,57.61,"经济运行",{"v":207.0117,"d":"207.01"},"否","山源社区"]
[387,"CQ-山源社区-范家坡小区台变","10kV",22.5,49.9,"经济运行",{"v":219.7125,"d":"219.71"},"否","山源社区"]
[388,"CQ-山源社区-凤宁小区台变","10kV",41.6,82.04,"经济运行",210.24,"否","山源社区"]
[389,"CQ-山源社区-官厅小区1#台变","10kV",8.92,20.56,"轻载",{"v":258.2118,"d":"258.21"},"否","山源社区"]
[390,"CQ-山源社区-官厅小区2#台变","10kV",17.87,39.24,"轻载",{"v":232.83855,"d":"232.84"},"否","山源社区"]
[391,"CQ-山源社区-惠民公司周转房台变","10kV",6.85,24.19,"轻载",{"v":209.5875,"d":"209.59"},"否","山源社区"]
[392,"CQ-山源社区-来凤大道民政局台变","10kV",39.24,98.87,"经济运行",136.71,"否","山源社区"]
[393,"CQ-山源社区-来凤小区福利工厂箱变-DW","10kV",2.19,16.75,"轻载",{"v":352.11600000000004,"d":"352.12"},"否","山源社区"]
[394,"CQ-山源社区-腾冲一职校(公租房)箱变","10kV",3.35,11.2,"轻载",{"v":347.94000000000005,"d":"347.94"},"否","山源社区"]
[395,"CQ-山源社区-文笔小区公变","10kV",24.11,49.42,"经济运行",{"v":273.204,"d":"273.20"},"否","山源社区"]
[396,"CQ-山源社区-阳光小区1#台变","10kV",19.98,49.28,"经济运行",{"v":288.072,"d":"288.07"},"否","山源社区"]
[397,"CQ-山源社区-阳光小区2#台变","10kV",14.33,33.58,"轻载",{"v":242.87445,"d":"242.87"},"否","山源社区"]
[398,"CQ-上绮罗社区-087#1#箱变","10kV",24.09,45.56,"经济运行",{"v":341.595,"d":"341.60"},"否","上绮罗社区"]
[399,"CQ-上绮罗社区-087#2#箱变","10kV",33.39,68.83,"经济运行",{"v":299.745,"d":"299.75"},"否","上绮罗社区"]
[400,"CQ-上绮罗社区-093#1#箱变","10kV",26.71,53.89,"经济运行",{"v":527.688,"d":"527.69"},"否","上绮罗社区"]
[401,"CQ-上绮罗社区-093#2#箱变","10kV",33.78,62.93,"经济运行",{"v":238.392,"d":"238.39"},"否","上绮罗社区"]
[402,"CQ-上绮罗社区-东方路5#台变","10kV",20.99,42.31,"经济运行",{"v":142.21800000000002,"d":"142.22"},"否","上绮罗社区"]
[403,"CQ-上绮罗社区-东方路6#台变","10kV",50.14,82.54,"经济运行",224.37,"否","上绮罗社区"]
[404,"CQ-上绮罗社区-东方路7#台变","10kV",45.46,77.99,"经济运行",{"v":196.344,"d":"196.34"},"否","上绮罗社区"]
[405,"CQ-上绮罗社区-东方路8#台变","10kV",56.75,114.18,"重载",{"v":155.70000000000002,"d":"155.70"},"否","上绮罗社区"]
[406,"CQ-上绮罗社区-东方路9#公变","10kV",37.17,81.73,"经济运行",{"v":226.188,"d":"226.19"},"否","上绮罗社区"]
[407,"CQ-上绮罗社区-段家巷小区台变","10kV",48.21,83.62,"经济运行",{"v":146.82465,"d":"146.82"},"否","上绮罗社区"]
[408,"CQ-上绮罗社区-和顺家园箱变-DW","10kV",13.76,28.55,"轻载",{"v":488.98080000000004,"d":"488.98"},"否","上绮罗社区"]
[409,"CQ-上绮罗社区-华园二小区台变","10kV",19.33,37.85,"轻载",{"v":290.41200000000003,"d":"290.41"},"否","上绮罗社区"]
[410,"CQ-上绮罗社区-黄家巷台变","10kV",16.64,35.13,"轻载",{"v":300.096,"d":"300.10"},"否","上绮罗社区"]
[411,"CQ-上绮罗社区-将台3#台变","10kV",61.76,100.25,"重载",{"v":108.41040000000002,"d":"108.41"},"否","上绮罗社区"]
[412,"CQ-上绮罗社区-蒋台小区台变","10kV",44.33,79.64,"经济运行",{"v":200.412,"d":"200.41"},"否","上绮罗社区"]
[413,"CQ-上绮罗社区-梨树园台变","10kV",48.12,85.23,"经济运行",{"v":186.768,"d":"186.77"},"否","上绮罗社区"]
[414,"CQ-上绮罗社区-林业局棚户区1#箱变-DW","10kV",6.51,15.73,"轻载",841.41,"否","上绮罗社区"]
[415,"CQ-上绮罗社区-林业局棚户区2#箱变-DW","10kV",6.74,20.03,"轻载",839.34,"否","上绮罗社区"]
[416,"CQ-上绮罗社区-妙光东路台变","10kV",39.67,71.07,"经济运行",{"v":217.188,"d":"217.19"},"否","上绮罗社区"]
[417,"CQ-上绮罗社区-妙光西路台变","10kV",36.69,66.76,"经济运行",{"v":284.89500000000004,"d":"284.90"},"否","上绮罗社区"]
[418,"CQ-上绮罗社区-融群小区台变","10kV",20.23,45.69,"轻载",{"v":226.14795,"d":"226.15"},"否","上绮罗社区"]
[419,"CQ-上绮罗社区-双坡小区台变","10kV",31.08,53.82,"轻载",{"v":124.05600000000001,"d":"124.06"},"否","上绮罗社区"]
[420,"CQ-上绮罗社区-杨家巷台变","10kV",29,60.52,"经济运行",{"v":255.6,"d":"255.60"},"否","上绮罗社区"]
[421,"CQ-上绮罗社区-邮电小区台变","10kV",39.64,79.98,"经济运行",{"v":217.296,"d":"217.30"},"否","上绮罗社区"]
[422,"CQ-天成社区-082#3#箱变","10kV",35.5,67,"经济运行",{"v":464.4,"d":"464.40"},"否","天成社区"]
[423,"CQ-天成社区-082#4#箱变","10kV",43.81,82.83,"经济运行",{"v":318.59729999999996,"d":"318.60"},"否","天成社区"]
[424,"CQ-天成社区-086#4#箱变","10kV",33.48,56.28,"经济运行",{"v":478.9440000000001,"d":"478.94"},"否","天成社区"]
[425,"CQ-天成社区-433#线1#箱变","10kV",29.63,58.3,"经济运行",{"v":506.66400000000004,"d":"506.66"},"否","天成社区"]
[426,"CQ-天成社区-433#线2#箱变","10kV",24.95,50.02,"经济运行",540.36,"否","天成社区"]
[427,"CQ-天成社区-433#线3#箱变","10kV",27.74,51.51,"经济运行",325.17,"否","天成社区"]
[428,"CQ-天成社区-大合商贸台变-DW","10kV",6.71,18.97,"轻载",{"v":167.92200000000003,"d":"167.92"},"否","天成社区"]
[429,"CQ-天成社区-叠园小区公变","10kV",47.63,77.76,"经济运行",{"v":117.83250000000001,"d":"117.83"},"否","天成社区"]
[430,"CQ-天成社区-凤翅园台变","10kV",18.31,36.16,"轻载",{"v":231.59115000000003,"d":"231.59"},"否","天成社区"]
[431,"CQ-天成社区-凤里C1、C2地块1#箱变","10kV",13.65,30.06,"轻载",777.15,"否","天成社区"]
[432,"CQ-天成社区-凤里C1、C2地块2#箱变","10kV",10.25,37.54,"轻载",807.75,"否","天成社区"]
[433,"CQ-天成社区-凤里学府2号箱变","10kV",0.91,2.94,"轻载",{"v":713.4480000000001,"d":"713.45"},"否","天成社区"]
[434,"CQ-天成社区-光华小区台变","10kV",15.04,31.6,"轻载",{"v":240.86160000000004,"d":"240.86"},"否","天成社区"]
[435,"CQ-天成社区-红萝卜井1#箱变","10kV",5.29,11.95,"轻载",852.39,"否","天成社区"]
[436,"CQ-天成社区-红萝卜井2#箱变","10kV",7.25,14.33,"轻载",834.75,"否","天成社区"]
[437,"CQ-天成社区-霁虹小区1#台变","10kV",28.7,58.06,"经济运行",256.68,"否","天成社区"]
[438,"CQ-天成社区-明和小区台变","10kV",34.74,66.08,"经济运行",{"v":234.93599999999998,"d":"234.94"},"否","天成社区"]
[439,"CQ-天成社区-三角地台变","10kV",45.16,79.79,"经济运行",{"v":197.424,"d":"197.42"},"否","天成社区"]
[440,"CQ-天成社区-腾北商场台变","10kV",19.83,43.92,"经济运行",{"v":227.28195000000002,"d":"227.28"},"否","天成社区"]
[441,"CQ-天成社区-天成商业街2#箱变","10kV",22.64,43.58,"经济运行",{"v":870.3,"d":"870.30"},"否","天成社区"]
[442,"CQ-天成社区-天成商业街3#箱变","10kV",16.35,34.31,"轻载",{"v":941.0625,"d":"941.06"},"否","天成社区"]
[443,"CQ-天成社区-银河小区台变","10kV",13.91,33.94,"轻载",{"v":244.06515,"d":"244.07"},"否","天成社区"]
[444,"CQ-天成社区-右所街台变","10kV",48.44,93.97,"经济运行",{"v":146.17260000000002,"d":"146.17"},"否","天成社区"]
[445,"CQ-天成社区-忠勇路1#台变","10kV",18.27,40.14,"轻载",{"v":294.228,"d":"294.23"},"否","天成社区"]
[446,"CQ-天成社区-忠勇路2#台变","10kV",35.41,77.85,"经济运行",{"v":183.11265000000003,"d":"183.11"},"否","天成社区"]
[447,"CQ-天成社区-珠宝城台变","10kV",58.79,100.63,"重载",{"v":148.356,"d":"148.36"},"否","天成社区"]
[448,"CQ-文星社区-086#1#箱变","10kV",33.06,68.95,"经济运行",{"v":240.984,"d":"240.98"},"否","文星社区"]
[449,"CQ-文星社区-086#2#(老海关)箱变","10kV",19.97,38.85,"轻载",{"v":288.108,"d":"288.11"},"否","文星社区"]
[450,"CQ-文星社区-086#3#箱变","10kV",43.84,75.76,"经济运行",{"v":202.176,"d":"202.18"},"否","文星社区"]
[451,"CQ-文星社区-095#3#箱变","10kV",19.05,44.81,"轻载",291.42,"否","文星社区"]
[452,"CQ-文星社区-095#线2#箱变","10kV",23.35,53.9,"经济运行",{"v":275.94000000000005,"d":"275.94"},"否","文星社区"]
[453,"CQ-文星社区-096#1#箱变","10kV",26.31,60.82,"经济运行",{"v":265.284,"d":"265.28"},"否","文星社区"]
[454,"CQ-文星社区-436#线1#箱变","10kV",19.18,38.36,"轻载",{"v":290.952,"d":"290.95"},"否","文星社区"]
[455,"CQ-文星社区-城市花园1#箱变-DW","10kV",8.16,17.01,"轻载",{"v":1033.2,"d":"1033.20"},"否","文星社区"]
[456,"CQ-文星社区-城市花园2#箱变-DW","10kV",10.4,24.05,"轻载",645.12,"否","文星社区"]
[457,"CQ-文星社区-城市花园33栋(邵凌飞)箱变-DW","10kV",13.16,33.32,"轻载",{"v":312.624,"d":"312.62"},"否","文星社区"]
[458,"CQ-文星社区-拐角楼巷台变","10kV",25.87,55.35,"经济运行",{"v":210.15855000000002,"d":"210.16"},"否","文星社区"]
[459,"CQ-文星社区-拐角楼小区台变","10kV",17.24,42,"轻载",{"v":297.93600000000004,"d":"297.94"},"否","文星社区"]
[460,"CQ-文星社区-拐角楼玉泉桥台变","10kV",49.28,86.3,"经济运行",{"v":143.7912,"d":"143.79"},"否","文星社区"]
[461,"CQ-文星社区-金色家园小区箱变-DW","10kV",7.99,22.55,"轻载",{"v":165.61800000000002,"d":"165.62"},"否","文星社区"]
[462,"CQ-文星社区-腾曦佳园1#箱变-DW","10kV",22.05,40.57,"经济运行",{"v":441.97650000000004,"d":"441.98"},"否","文星社区"]
[463,"CQ-文星社区-腾曦佳园2#箱变-DW","10kV",6.98,15.76,"轻载",418.59,"否","文星社区"]
[464,"CQ-文星社区-腾曦佳园3#箱变-DW","10kV",4.26,12.56,"轻载",430.83,"否","文星社区"]
[465,"CQ-文星社区-腾越大商汇1#箱变-DW","10kV",19.07,39.39,"轻载",{"v":458.87309999999997,"d":"458.87"},"否","文星社区"]
[466,"CQ-文星社区-腾越大商汇2#箱变-DW","10kV",20.18,45.53,"经济运行",{"v":452.5794,"d":"452.58"},"否","文星社区"]
[467,"CQ-文星社区-筒车小区1#箱变","10kV",7.06,18.94,"轻载",{"v":526.9698000000001,"d":"526.97"},"否","文星社区"]
[468,"CQ-文星社区-筒车小区2#箱变","10kV",8.01,18.3,"轻载",{"v":521.5833,"d":"521.58"},"否","文星社区"]
[469,"CQ-文星社区-筒车小区3#箱变","10kV",9.86,23.15,"轻载",{"v":511.09380000000004,"d":"511.09"},"否","文星社区"]
[470,"CQ-文星社区-筒车小区B区1#箱变-DW","10kV",4.66,12.69,"轻载",858.06,"否","文星社区"]
[471,"CQ-文星社区-筒车小区B区2#箱变-DW","10kV",5.38,12.71,"轻载",851.58,"否","文星社区"]
[472,"CQ-文星社区-筒车小区B区3#箱变-DW","10kV",2.42,5.54,"轻载",{"v":702.576,"d":"702.58"},"否","文星社区"]
[473,"CQ-文星社区-筒车小区B区4#箱变-DW","10kV",5.41,11,"轻载",{"v":536.3253000000001,"d":"536.33"},"否","文星社区"]
[474,"CQ-文星社区-文财小区台变","10kV",31.14,63.41,"经济运行",{"v":247.89600000000002,"d":"247.90"},"否","文星社区"]
[475,"CQ-文星社区-文星步行街1号台变","10kV",24.29,53.19,"经济运行",{"v":272.55600000000004,"d":"272.56"},"否","文星社区"]
[476,"CQ-文星社区-文星步行街2号台变","10kV",41.01,83.98,"经济运行",{"v":212.364,"d":"212.36"},"否","文星社区"]
[477,"CQ-文星社区-星河小区1#台变","10kV",29.67,56.01,"经济运行",{"v":199.38555,"d":"199.39"},"否","文星社区"]
[478,"CQ-文星社区-星河小区2#台变","10kV",30.21,61.98,"经济运行",{"v":197.85465000000002,"d":"197.85"},"否","文星社区"]
[479,"CQ-文星社区-一街步行街2#台变","10kV",42.7,82.69,"经济运行",206.28,"否","文星社区"]
[480,"CQ-文星社区-饮马水河2#台变","10kV",27.87,56.27,"经济运行",{"v":259.668,"d":"259.67"},"否","文星社区"]
[481,"CQ-文星社区-饮马水河公变","10kV",46.38,80.45,"经济运行",{"v":193.03199999999998,"d":"193.03"},"否","文星社区"]
[482,"CQ-文星社区-玉泉名居1#箱变-DW","10kV",10.61,24.57,"轻载",{"v":402.255,"d":"402.26"},"否","文星社区"]
[483,"CQ-文星社区-玉泉名居2#箱变-DW","10kV",11.31,26.07,"轻载",{"v":399.105,"d":"399.11"},"否","文星社区"]
[484,"CQ-文星社区-纸厂台变","10kV",32.35,58.25,"经济运行",{"v":243.54000000000002,"d":"243.54"},"否","文星社区"]
[485,"CQ-文星社区-洲官小区台变","10kV",36.33,66.71,"经济运行",{"v":229.21200000000002,"d":"229.21"},"否","下绮罗社区"]
[486,"CQ-下绮罗社区-093#3#箱变","10kV",16,38.28,"轻载",{"v":302.40000000000003,"d":"302.40"},"否","下绮罗社区"]
[487,"CQ-下绮罗社区-093#4#箱变","10kV",29.19,65.42,"经济运行",{"v":254.91600000000003,"d":"254.92"},"否","下绮罗社区"]
[488,"CQ-下绮罗社区-093#5#箱变","10kV",19.98,55.24,"经济运行",{"v":288.072,"d":"288.07"},"否","下绮罗社区"]
[489,"CQ-下绮罗社区-093#6#箱变","10kV",56.6,104.94,"重载",{"v":246.07800000000003,"d":"246.08"},"否","下绮罗社区"]
[490,"CQ-下绮罗社区-涤缨小区台变","10kV",18.7,44.19,"轻载",292.68,"否","下绮罗社区"]
[491,"CQ-下绮罗社区-杜鹃王3期箱变-DW","10kV",6.83,15.83,"轻载",{"v":528.2739,"d":"528.27"},"否","下绮罗社区"]
[492,"CQ-下绮罗社区-杜鹃王二期1#箱变-DW","10kV",7.63,16.24,"轻载",{"v":665.0640000000001,"d":"665.06"},"否","下绮罗社区"]
[493,"CQ-下绮罗社区-杜鹃王二期2#箱变-DW","10kV",10.35,22.16,"轻载",{"v":508.3155,"d":"508.32"},"否","下绮罗社区"]
[494,"CQ-下绮罗社区-翡翠缘物业箱变-DW 1250","10kV",5.78,11.19,"轻载",{"v":1059.9750000000001,"d":"1059.98"},"否","下绮罗社区"]
[496,"CQ-下绮罗社区-观苑小区公变","10kV",34.9,64.62,"经济运行",{"v":184.5585,"d":"184.56"},"否","下绮罗社区"]
[495,"CQ-下绮罗社区-观苑小区公变","10kV",55.97,100.4,"重载",{"v":158.508,"d":"158.51"},"否","下绮罗社区"]
[497,"CQ-下绮罗社区-归家巷台变","10kV",43.37,78.5,"经济运行",{"v":203.86800000000002,"d":"203.87"},"否","下绮罗社区"]
[498,"CQ-下绮罗社区-路灯1#台变","10kV",12.99,33.75,"经济运行",{"v":78.30900000000001,"d":"78.31"},"否","下绮罗社区"]
[2132,"CQ-下绮罗社区-路灯2#台变","10kV",25.61,67.72,"经济运行",{"v":66.95100000000001,"d":"66.95"},"否","下绮罗社区"]
[499,"CQ-下绮罗社区-绮罗小区台变","10kV",19.96,42.59,"轻载",{"v":288.144,"d":"288.14"},"否","下绮罗社区"]
[500,"CQ-下绮罗社区-热海拾光二期2#箱变","10kV",2.98,17.46,"轻载",{"v":698.544,"d":"698.54"},"否","下绮罗社区"]
[501,"CQ-下绮罗社区-热海拾光二期3#箱变","10kV",3.06,9.02,"轻载",{"v":697.968,"d":"697.97"},"否","下绮罗社区"]
[502,"CQ-下绮罗社区-水墨中国1期1#箱变-DW","10kV",6.01,14.65,"轻载",{"v":532.9232999999999,"d":"532.92"},"否","下绮罗社区"]
[503,"CQ-下绮罗社区-水墨中国D期箱变-DW","10kV",8.12,16.07,"轻载",{"v":661.536,"d":"661.54"},"否","下绮罗社区"]
[504,"CQ-下绮罗社区-水墨中国E期1#箱变-DW","10kV",5.57,14.31,"轻载",{"v":679.8960000000001,"d":"679.90"},"否","下绮罗社区"]
[505,"CQ-下绮罗社区-水墨中国E期2#箱变-DW","10kV",9.06,21.67,"轻载",{"v":654.768,"d":"654.77"},"否","下绮罗社区"]
[506,"CQ-下绮罗社区-水墨中国F1地块1#-DW","10kV",4.13,9.47,"轻载",{"v":690.264,"d":"690.26"},"否","下绮罗社区"]
[507,"CQ-下绮罗社区-水墨中国F1地块2#-DWF","10kV",2.27,5.97,"轻载",{"v":703.6560000000001,"d":"703.66"},"否","下绮罗社区"]
[508,"CQ-下绮罗社区-水墨中国F2地块1#箱变","10kV",1.3,5.9,"经济运行",710.64,"否","下绮罗社区"]
[509,"CQ-下绮罗社区-水墨中国F2地块2#箱变","10kV",2.3,5.5,"经济运行",703.44,"否","下绮罗社区"]
[510,"CQ-下绮罗社区-水墨中国F3地块1#箱变","10kV",4.24,10.06,"经济运行",{"v":689.4720000000001,"d":"689.47"},"否","下绮罗社区"]
[511,"CQ-下绮罗社区-水墨中国F3地块2#箱变","10kV",1.34,3.07,"经济运行",{"v":710.352,"d":"710.35"},"否","下绮罗社区"]
[512,"CQ-下绮罗社区-水墨中国G地块-DWF","10kV",5.7,13.94,"轻载",424.35,"否","下绮罗社区"]
[513,"CQ-下绮罗社区-水墨中国H期1#箱变-DW","10kV",5.43,14.66,"轻载",{"v":680.904,"d":"680.90"},"否","下绮罗社区"]
[514,"CQ-下绮罗社区-水墨中国H期2#箱变-DW","10kV",8.13,21.42,"轻载",{"v":661.464,"d":"661.46"},"否","下绮罗社区"]
[515,"CQ-下绮罗社区-水墨中国H期3#箱变-DW","10kV",8.35,18.99,"轻载",{"v":659.8800000000001,"d":"659.88"},"否","下绮罗社区"]
[516,"CQ-下绮罗社区-水墨中国J地块箱变-DW","10kV",6.05,17,"轻载",{"v":422.775,"d":"422.78"},"否","下绮罗社区"]
[517,"CQ-下绮罗社区-水墨中国K地块-DWF","10kV",6.01,12.89,"轻载",{"v":676.728,"d":"676.73"},"否","下绮罗社区"]
[518,"CQ-下绮罗社区-水墨中国二期箱变-DW","10kV",7.25,14.88,"轻载",834.75,"否","下绮罗社区"]
[519,"CQ-下绮罗社区-水墨中国三期2#箱变-DW","10kV",10.71,23.22,"轻载",{"v":642.8879999999999,"d":"642.89"},"否","下绮罗社区"]
[520,"CQ-下绮罗社区-水墨中国三期3#箱变-DW","10kV",6.99,17.28,"轻载",{"v":669.672,"d":"669.67"},"否","下绮罗社区"]
[521,"CQ-下绮罗社区-水墨中国一期2#箱变-DW","10kV",9.33,19.05,"轻载",{"v":514.0989000000001,"d":"514.10"},"否","下绮罗社区"]
[522,"CQ-下绮罗社区-水墨中国一期3#箱变-DW","10kV",7.19,13.95,"轻载",{"v":526.2327,"d":"526.23"},"否","下绮罗社区"]
[523,"CQ-下绮罗社区-水映小区台变","10kV",41.06,78.91,"经济运行",{"v":212.184,"d":"212.18"},"否","下绮罗社区"]
[524,"CQ-下绮罗社区-腾越翡翠城1#箱变-DW","10kV",5.9,15.97,"轻载",{"v":533.547,"d":"533.55"},"否","下绮罗社区"]
[525,"CQ-下绮罗社区-腾越翡翠城2#箱变-DW","10kV",11.6,25.21,"轻载",{"v":397.8,"d":"397.80"},"否","下绮罗社区"]
[526,"CQ-下绮罗社区-腾越翡翠城3#箱变-DW","10kV",6.57,13.72,"轻载",840.87,"否","下绮罗社区"]
[527,"CQ-下绮罗社区-洗脚沟台变","10kV",14.81,84.83,"轻载",{"v":61.336800000000004,"d":"61.34"},"否","下绮罗社区"]
[528,"CQ-下绮罗社区-下绮罗庙巷台变","10kV",31.42,72.07,"经济运行",{"v":194.4243,"d":"194.42"},"否","下绮罗社区"]
[529,"CQ-下绮罗社区-云侨小区台变","10kV",44.84,82.85,"经济运行",{"v":198.576,"d":"198.58"},"否","下绮罗社区"]
[530,"CQ-下绮罗社区-左所营台变","10kV",48.29,99.02,"轻载",{"v":146.59785,"d":"146.60"},"否","下绮罗社区"]
[531,"CQ-秀峰社区-081#3#箱变","10kV",26.16,53.9,"经济运行",{"v":265.824,"d":"265.82"},"否","秀峰社区"]
[532,"CQ-秀峰社区-082#1#箱变","10kV",8.36,18.03,"轻载",{"v":519.5988,"d":"519.60"},"否","秀峰社区"]
[533,"CQ-秀峰社区-082#2#箱变","10kV",29.4,57.85,"经济运行",254.16,"否","秀峰社区"]
[534,"CQ-秀峰社区-博雅小区箱变","10kV",6.81,17.98,"轻载",{"v":419.355,"d":"419.36"},"否","秀峰社区"]
[535,"CQ-秀峰社区-城皇庙直巷台变","10kV",25.1,48.65,"经济运行",{"v":269.64000000000004,"d":"269.64"},"否","秀峰社区"]
[536,"CQ-秀峰社区-公路分局小区台变","10kV",8.54,20.72,"轻载",{"v":329.25600000000003,"d":"329.26"},"否","秀峰社区"]
[537,"CQ-秀峰社区-光华东路1#台变","10kV",28.78,66.04,"经济运行",{"v":256.392,"d":"256.39"},"否","秀峰社区"]
[538,"CQ-秀峰社区-光华东路2#台变","10kV",41.45,84.16,"经济运行",{"v":165.98925,"d":"165.99"},"否","秀峰社区"]
[539,"CQ-秀峰社区-全仁古街1号地1#箱变-DW","10kV",24.03,54.13,"经济运行",{"v":546.984,"d":"546.98"},"否","秀峰社区"]
[540,"CQ-秀峰社区-全仁古街1号地2#箱变-DW","10kV",9.79,23.95,"轻载",{"v":1014.8625,"d":"1014.86"},"否","秀峰社区"]
[541,"CQ-秀峰社区-全仁古街2号地1#箱变-DW","10kV",14.09,28.43,"轻载",773.19,"否","秀峰社区"]
[542,"CQ-秀峰社区-全仁古街3号地1#箱变-DW","10kV",8.98,19.03,"轻载",{"v":1023.975,"d":"1023.98"},"否","秀峰社区"]
[543,"CQ-秀峰社区-石龙小区1#配电室1#箱变-DW","10kV",5.95,14.47,"轻载",1354.32,"否","秀峰社区"]
[544,"CQ-秀峰社区-石龙小区2#配电室1#箱变-DW","10kV",9.29,21.18,"轻载",816.39,"否","秀峰社区"]
[545,"CQ-秀峰社区-石龙小区2#配电室2#箱变-DW","10kV",11.59,24.63,"轻载",{"v":994.6125,"d":"994.61"},"否","秀峰社区"]
[546,"CQ-秀峰社区-泰安街1#台变","10kV",28.55,73.17,"经济运行",{"v":160.76250000000002,"d":"160.76"},"否","秀峰社区"]
[547,"CQ-秀峰社区-泰安街2#台变","10kV",26.83,61.45,"经济运行",{"v":263.41200000000003,"d":"263.41"},"否","秀峰社区"]
[548,"CQ-秀峰社区-万佳商业广场箱变-DW","10kV",7.7,17.83,"轻载",{"v":523.341,"d":"523.34"},"否","秀峰社区"]
[549,"CQ-秀峰社区-新闻小区1#台变","10kV",17.49,36.59,"轻载",{"v":297.036,"d":"297.04"},"否","秀峰社区"]
[550,"CQ-秀峰社区-新闻小区2#台变","10kV",15.28,31.12,"轻载",{"v":304.992,"d":"304.99"},"否","秀峰社区"]
[551,"CQ-秀峰社区-中房国际箱变-DW","10kV",17.12,35.83,"轻载",{"v":298.368,"d":"298.37"},"否","秀峰社区"]
[552,"CQ-秀峰社区-中心小学台变","10kV",38.38,87.29,"经济运行",{"v":221.832,"d":"221.83"},"否","秀峰社区"]
[553,"CQ-秀峰社区-左所街台变","10kV",22.52,47.38,"经济运行",{"v":278.928,"d":"278.93"},"否","秀峰社区"]
[554,"CQ-云山社区-栖云间二期北侧1#箱变-DW","10kV",5.23,10.63,"轻载",{"v":1066.1625000000001,"d":"1066.16"},"否","云山社区"]
[555,"CQ-云山社区-栖云间二期北侧2#箱变-DW","10kV",4.92,11.7,"轻载",1069.65,"否","云山社区"]
[556,"CQ-云山社区-栖云间二期南侧1#箱变-DW","10kV",5.68,11.76,"轻载",{"v":1061.1000000000001,"d":"1061.10"},"否","云山社区"]
[557,"CQ-云山社区-栖云间二期南侧2#箱变-DW","10kV",2,5.36,"轻载",{"v":1102.5,"d":"1102.50"},"否","云山社区"]
[558,"DS-洞坪社区-晋颐庄园1号箱变-DW","10kV",1.9,3.99,"轻载",706.32,"否","洞坪社区"]
[559,"DS-洞坪社区-晋颐庄园2号箱变-DW","10kV",1.98,3.62,"轻载",882.18,"否","洞坪社区"]
[560,"DS-洞坪社区-晋颐庄园3号箱变-DW","10kV",2.72,6.04,"轻载",{"v":700.416,"d":"700.42"},"否","洞坪社区"]
[561,"DT-河西村-葛家寨台变","10kV",8.43,26.82,"轻载",{"v":131.8608,"d":"131.86"},"否","河西村"]
[562,"DT-河西村-海棠箐台变","10kV",6.58,19.91,"轻载",{"v":336.312,"d":"336.31"},"否","河西村"]
[563,"DT-河西村-老厂台变","10kV",13.23,35.29,"轻载",{"v":245.99295000000004,"d":"245.99"},"否","河西村"]
[564,"DT-河西村-梅子树台变","10kV",17.22,86.78,"轻载",{"v":59.601600000000005,"d":"59.60"},"否","河西村"]
[565,"DT-河西村-新石1#台变","10kV",17.34,51.88,"轻载",{"v":148.788,"d":"148.79"},"否","河西村"]
[566,"DT-河西村-新石2#台变","10kV",12.98,34.22,"轻载",{"v":156.636,"d":"156.64"},"否","河西村"]
[567,"DT-腊幸村-寸二社台变","10kV",8.3,41.22,"轻载",82.53,"否","腊幸村"]
[568,"DT-腊幸村-寸一社台变","10kV",11.19,31.35,"轻载",{"v":251.77635000000004,"d":"251.78"},"否","腊幸村"]
[569,"DT-腊幸村-大竹园台变","10kV",13.21,34.98,"轻载",{"v":124.97760000000001,"d":"124.98"},"否","腊幸村"]
[570,"DT-腊幸村-腊幸1#台变","10kV",46.99,90.21,"经济运行",{"v":190.83599999999998,"d":"190.84"},"否","腊幸村"]
[571,"DT-腊幸村-腊幸2#台变","10kV",26.47,55.6,"经济运行",{"v":165.4425,"d":"165.44"},"否","腊幸村"]
[572,"DT-腊幸村-李家寨台变","10kV",12.95,34.6,"轻载",{"v":195.8625,"d":"195.86"},"否","腊幸村"]
[573,"DT-腊幸村-沙坡台变","10kV",13.27,37.51,"轻载",{"v":195.1425,"d":"195.14"},"否","腊幸村"]
[574,"DT-腊幸村-郑家园台变","10kV",11.51,31.36,"轻载",{"v":127.4256,"d":"127.43"},"否","腊幸村"]
[575,"DT-联族村-板瓦台变","10kV",22.86,54.46,"轻载",{"v":111.08160000000001,"d":"111.08"},"否","联族村"]
[576,"DT-联族村-背荫塘台变","10kV",13.32,39.19,"轻载",{"v":124.8192,"d":"124.82"},"否","联族村"]
[577,"DT-联族村-柴家营台变","10kV",19.19,45.29,"轻载",{"v":145.458,"d":"145.46"},"否","联族村"]
[578,"DT-联族村-大平地台变","10kV",15.93,49.98,"轻载",{"v":37.8315,"d":"37.83"},"否","联族村"]
[579,"DT-联族村-淡酒沟台变","10kV",3.11,30.13,"轻载",{"v":43.600500000000004,"d":"43.60"},"否","联族村"]
[580,"DT-联族村-滇滩街1#台变","10kV",42.31,84.35,"经济运行",{"v":207.684,"d":"207.68"},"否","联族村"]
[581,"DT-联族村-滇滩街2#台变","10kV",35.12,58.83,"经济运行",{"v":233.56799999999998,"d":"233.57"},"否","联族村"]
[582,"DT-联族村-滇滩街3#台变","10kV",39.04,79.36,"经济运行",{"v":219.45600000000002,"d":"219.46"},"否","联族村"]
[583,"DT-联族村-滇滩街4#台变","10kV",43.11,79.39,"经济运行",{"v":204.804,"d":"204.80"},"否","联族村"]
[584,"DT-联族村-滇滩街5#台变","10kV",41.38,78.85,"经济运行",{"v":166.1877,"d":"166.19"},"否","联族村"]
[585,"DT-联族村-核桃园台变","10kV",16.58,54.03,"轻载",{"v":75.078,"d":"75.08"},"否","联族村"]
[586,"DT-联族村-横山台变","10kV",9.26,42.42,"轻载",{"v":65.3328,"d":"65.33"},"否","联族村"]
[587,"DT-联族村-麻栗坝台变","10kV",24.2,56.95,"经济运行",{"v":109.152,"d":"109.15"},"否","联族村"]
[588,"DT-联族村-棋盘石台变","10kV",10.85,31.16,"轻载",{"v":252.74025,"d":"252.74"},"否","联族村"]
[589,"DT-联族村-三家村台变","10kV",3.61,12.18,"轻载",{"v":216.8775,"d":"216.88"},"否","联族村"]
[590,"DT-联族村-烧灰坝台变","10kV",9.42,30.34,"轻载",{"v":203.805,"d":"203.81"},"否","联族村"]
[591,"DT-联族村-水城1#台变","10kV",9.55,41.59,"轻载",162.81,"否","联族村"]
[592,"DT-联族村-水城2#台变","10kV",14.34,37.43,"轻载",{"v":192.735,"d":"192.74"},"否","联族村"]
[593,"DT-联族村-燕洞台变","10kV",11.48,39.67,"轻载",{"v":127.4688,"d":"127.47"},"否","联族村"]
[594,"DT-联族村-柞木树台变","10kV",12.84,36.2,"轻载",{"v":156.888,"d":"156.89"},"否","联族村"]
[595,"DT-联族村-姊妹山台变","10kV",6.43,46.88,"轻载",{"v":67.3704,"d":"67.37"},"否","联族村"]
[596,"DT-山寨村-杜家寨1#台变","10kV",12.39,38.69,"轻载",{"v":98.56125,"d":"98.56"},"否","山寨村"]
[597,"DT-山寨村-杜家寨2#台变","10kV",11.58,31.83,"轻载",{"v":159.156,"d":"159.16"},"否","山寨村"]
[598,"DT-山寨村-高寨子台变","10kV",9.97,70.36,"轻载",{"v":81.027,"d":"81.03"},"否","山寨村"]
[599,"DT-山寨村-黄牛山台变","10kV",11.65,38.07,"轻载",{"v":79.515,"d":"79.52"},"否","山寨村"]
[600,"DT-山寨村-金家湾台变","10kV",12.54,89.85,"轻载",{"v":125.9424,"d":"125.94"},"否","山寨村"]
[601,"DT-山寨村-孙家营台变","10kV",7.51,25.25,"轻载",{"v":166.482,"d":"166.48"},"否","山寨村"]
[602,"DT-山寨村-下山寨台变","10kV",12.92,36.31,"轻载",195.93,"否","山寨村"]
[603,"DT-山寨村-徐家寨台变","10kV",9.32,23.04,"轻载",{"v":257.0778,"d":"257.08"},"否","山寨村"]
[604,"DT-胜利村-白沙沟台变","10kV",60.48,134.93,"重载",{"v":28.454400000000007,"d":"28.45"},"否","胜利村"]
[605,"DT-胜利村-董家寨台变","10kV",9.58,28.75,"轻载",{"v":101.72250000000001,"d":"101.72"},"否","胜利村"]
[606,"DT-胜利村-对果园台变","10kV",15.92,51.67,"轻载",{"v":151.344,"d":"151.34"},"否","胜利村"]
[607,"DT-胜利村-顾家营台变","10kV",13.99,38.13,"轻载",{"v":193.5225,"d":"193.52"},"否","胜利村"]
[608,"DT-胜利村-葫芦坝台变","10kV",6.79,26.92,"轻载",{"v":104.86125,"d":"104.86"},"否","胜利村"]
[609,"DT-胜利村-老缅山台变","10kV",14.92,47.53,"轻载",{"v":122.5152,"d":"122.52"},"否","胜利村"]
[610,"DT-胜利村-老寨子台变","10kV",11.53,44.91,"轻载",{"v":99.52875,"d":"99.53"},"否","胜利村"]
[611,"DT-胜利村-麻栗园台变","10kV",8.76,64.36,"轻载",{"v":164.232,"d":"164.23"},"否","胜利村"]
[612,"DT-胜利村-坡脚台变","10kV",23.5,71.51,"经济运行",{"v":110.16000000000001,"d":"110.16"},"否","胜利村"]
[613,"DT-胜利村-王家沟台变","10kV",10.71,49.58,"轻载",{"v":64.28880000000001,"d":"64.29"},"否","胜利村"]
[614,"DT-胜利村-吴家寨台变","10kV",15.95,36.11,"轻载",151.29,"否","胜利村"]
[615,"DT-西营村-白家坟台变","10kV",13.35,51.04,"轻载",{"v":124.776,"d":"124.78"},"否","西营村"]
[616,"DT-西营村-大水坝台变","10kV",5.28,21.46,"轻载",{"v":136.39679999999998,"d":"136.40"},"否","西营村"]
[617,"DT-西营村-大硝塘台变","10kV",14.29,45.99,"轻载",{"v":96.42375,"d":"96.42"},"否","西营村"]
[618,"DT-西营村-后所台变","10kV",12.08,53.78,"轻载",{"v":197.82000000000002,"d":"197.82"},"否","西营村"]
[619,"DT-西营村-老家台变","10kV",9.96,22.41,"轻载",{"v":81.036,"d":"81.04"},"否","西营村"]
[620,"DT-西营村-芦杆河台变","10kV",23.06,62.04,"经济运行",{"v":86.5575,"d":"86.56"},"否","西营村"]
[621,"DT-西营村-坡头1#台变","10kV",11.77,32.13,"轻载",{"v":127.05120000000001,"d":"127.05"},"否","西营村"]
[622,"DT-西营村-坡头2#台变","10kV",21.65,57.13,"经济运行",{"v":88.14375,"d":"88.14"},"否","西营村"]
[623,"DT-西营村-铜厂脚台变","10kV",15.55,50.56,"轻载",{"v":121.608,"d":"121.61"},"否","西营村"]
[624,"DT-西营村-西营街台变","10kV",14.23,39.84,"轻载",{"v":243.15795,"d":"243.16"},"否","西营村"]
[625,"DT-西营村-西营自然村台变","10kV",3.32,23.15,"轻载",{"v":43.50600000000001,"d":"43.51"},"否","西营村"]
[626,"DT-西营村-小独山台变","10kV",13.55,41.72,"轻载",{"v":62.244,"d":"62.24"},"否","西营村"]
[627,"DT-西营村-小河头台变","10kV",10.99,29.02,"轻载",{"v":200.2725,"d":"200.27"},"否","西营村"]
[628,"DT-云峰村-秤杆坡台变","10kV",11.08,32.43,"轻载",{"v":128.0448,"d":"128.04"},"否","云峰村"]
[629,"DT-云峰村-大栗园台变","10kV",7.53,24.02,"轻载",{"v":262.15245000000004,"d":"262.15"},"否","云峰村"]
[630,"DT-云峰村-碉楼坝台变","10kV",8.17,22.86,"轻载",{"v":206.6175,"d":"206.62"},"否","云峰村"]
[631,"DT-云峰村-东平台变","10kV",8.35,23.11,"轻载",{"v":82.48500000000001,"d":"82.49"},"否","云峰村"]
[632,"DT-云峰村-关山脚台变","10kV",6.49,24.26,"轻载",{"v":134.65439999999998,"d":"134.65"},"否","云峰村"]
[633,"DT-云峰村-黄家园台变","10kV",5.89,22.84,"轻载",{"v":84.699,"d":"84.70"},"否","云峰村"]
[634,"DT-云峰村-金竹寨台变","10kV",3.49,25.88,"轻载",{"v":86.85900000000001,"d":"86.86"},"否","云峰村"]
[635,"DT-云峰村-老寨子台变","10kV",7.62,21.25,"轻载",{"v":133.0272,"d":"133.03"},"否","云峰村"]
[636,"DT-云峰村-坡头台变","10kV",9.76,27.05,"轻载",{"v":324.864,"d":"324.86"},"否","云峰村"]
[637,"DT-云峰村-濮家寨台变","10kV",10.18,25.99,"轻载",{"v":129.3408,"d":"129.34"},"否","云峰村"]
[638,"DT-云峰村-上后甸台变","10kV",5.55,19.93,"轻载",{"v":170.01000000000002,"d":"170.01"},"否","云峰村"]
[639,"DT-云峰村-松园台变","10kV",14.05,62.69,"轻载",154.71,"否","云峰村"]
[640,"DT-云峰村-下后甸台变","10kV",8.27,22.78,"轻载",{"v":260.05455,"d":"260.05"},"否","云峰村"]
[641,"DT-云峰村-小岭干台变","10kV",8.83,27.76,"轻载",{"v":131.28480000000002,"d":"131.28"},"否","云峰村"]
[642,"DT-云峰村-岳家寨台变","10kV",7.39,22.28,"轻载",{"v":208.3725,"d":"208.37"},"否","云峰村"]
[643,"DT-云峰村-云峰街台变","10kV",15.74,34.18,"轻载",{"v":303.336,"d":"303.34"},"否","云峰村"]
[644,"DT-早坡村-蒋家寨台变","10kV",13.49,37.26,"轻载",{"v":194.6475,"d":"194.65"},"否","早坡村"]
[645,"DT-早坡村-上早坡台变","10kV",10.01,32.24,"轻载",{"v":161.982,"d":"161.98"},"否","早坡村"]
[646,"DT-早坡村-石头寨台变","10kV",9.99,41.11,"轻载",{"v":101.26125,"d":"101.26"},"否","早坡村"]
[647,"DT-早坡村-下早坡台变","10kV",13.81,41.48,"轻载",{"v":193.9275,"d":"193.93"},"否","早坡村"]
[648,"DT-早坡村-闫家梨园台变","10kV",11.86,36.69,"轻载",{"v":198.315,"d":"198.32"},"否","早坡村"]
[649,"DT-早坡村-姚家冲台变","10kV",9.81,30.85,"轻载",{"v":202.9275,"d":"202.93"},"否","早坡村"]
[650,"DT-左所村-葛家营台变","10kV",11.61,63.24,"轻载",{"v":198.8775,"d":"198.88"},"否","左所村"]
[651,"DT-左所村-黄家冲台变","10kV",8.59,23.68,"轻载",{"v":259.14735,"d":"259.15"},"否","左所村"]
[652,"DT-左所村-蒋家冲台变","10kV",7.88,31.8,"轻载",{"v":82.908,"d":"82.91"},"否","左所村"]
[653,"DT-左所村-酒店坡台变","10kV",13.09,37.1,"轻载",{"v":195.5475,"d":"195.55"},"否","左所村"]
[654,"DT-左所村-岭子脚台变","10kV",5.47,21.63,"轻载",{"v":136.1232,"d":"136.12"},"否","左所村"]
[655,"DT-左所村-彭家巷台变","10kV",11.5,37.42,"轻载",{"v":250.89749999999998,"d":"250.90"},"否","左所村"]
[656,"DT-左所村-石卦台变","10kV",9.06,37.89,"轻载",{"v":65.4768,"d":"65.48"},"否","左所村"]
[657,"DT-左所村-小岭岗台变","10kV",5.97,17.62,"轻载",{"v":266.57505000000003,"d":"266.58"},"否","左所村"]
[658,"DT-左所村-小松山台变","10kV",6.32,22.01,"轻载",{"v":168.62400000000002,"d":"168.62"},"否","左所村"]
[659,"DT-左所村-虞家寨台变","10kV",9.91,31.05,"轻载",{"v":129.7296,"d":"129.73"},"否","左所村"]
[660,"DT-左所村-中所台变","10kV",7.8,21.22,"轻载",207.45,"否","左所村"]
[661,"GD-爱国村-段家寨1#台变","10kV",13.07,37.04,"轻载",{"v":312.94800000000004,"d":"312.95"},"否","爱国村"]
[662,"GD-爱国村-段家寨2#台变","10kV",12.56,30.58,"轻载",{"v":314.784,"d":"314.78"},"否","爱国村"]
[663,"GD-爱国村-黄坡寨台变","10kV",14.48,34.15,"轻载",{"v":76.968,"d":"76.97"},"否","爱国村"]
[664,"GD-爱国村-李席坝台变","10kV",13.94,38.3,"轻载",{"v":243.9801,"d":"243.98"},"否","爱国村"]
[665,"GD-爱国村-山田台变","10kV",10.98,35.81,"轻载",{"v":160.236,"d":"160.24"},"否","爱国村"]
[666,"GD-爱国村-田心台变","10kV",11.8,35.83,"轻载",{"v":317.52000000000004,"d":"317.52"},"否","爱国村"]
[667,"GD-爱国村-谢家寨台变","10kV",10,29.84,"轻载",{"v":202.5,"d":"202.50"},"否","爱国村"]
[668,"GD-爱国村-新家营台变","10kV",12.15,32.36,"轻载",{"v":197.6625,"d":"197.66"},"否","爱国村"]
[669,"GD-爱国村-新寨1#台变","10kV",15.56,36.18,"轻载",{"v":239.38739999999999,"d":"239.39"},"否","爱国村"]
[670,"GD-爱国村-新寨2#台变","10kV",16.59,45.23,"轻载",{"v":300.276,"d":"300.28"},"否","爱国村"]
[671,"GD-甸苴村-坝头1#台变","10kV",12.61,38.53,"轻载",{"v":314.604,"d":"314.60"},"否","甸苴村"]
[672,"GD-甸苴村-坝头2#台变","10kV",8.97,47.64,"轻载",{"v":65.5416,"d":"65.54"},"否","甸苴村"]
[673,"GD-甸苴村-百亩1#台变","10kV",14.23,37.54,"轻载",{"v":308.772,"d":"308.77"},"否","甸苴村"]
[674,"GD-甸苴村-百亩2#台变","10kV",14.98,39.77,"轻载",{"v":306.072,"d":"306.07"},"否","甸苴村"]
[675,"GD-甸苴村-百亩3#台变","10kV",4.54,24.22,"轻载",{"v":42.957,"d":"42.96"},"否","甸苴村"]
[676,"GD-甸苴村-甸苴街子台变","10kV",13.47,35.14,"轻载",{"v":245.31255000000002,"d":"245.31"},"否","甸苴村"]
[677,"GD-甸苴村-江口台变","10kV",9.98,28.99,"轻载",{"v":129.6288,"d":"129.63"},"否","甸苴村"]
[678,"GD-甸苴村-麻栗1#（张家）台变","10kV",9.81,25.38,"轻载",{"v":324.684,"d":"324.68"},"否","甸苴村"]
[679,"GD-甸苴村-麻栗2#（小山脚）台变","10kV",16.75,44.38,"轻载",{"v":74.925,"d":"74.93"},"否","甸苴村"]
[680,"GD-甸苴村-双坡台变","10kV",6.2,24.57,"轻载",211.05,"否","甸苴村"]
[681,"GD-甸苴村-云阳台变","10kV",11.32,29.09,"轻载",{"v":319.24800000000005,"d":"319.25"},"否","甸苴村"]
[682,"GD-甸苴村-中和台变","10kV",8.03,30.78,"轻载",{"v":260.73495,"d":"260.73"},"否","甸苴村"]
[683,"GD-和平村-龙塘台变","10kV",12.35,34.66,"轻载",{"v":248.48774999999998,"d":"248.49"},"否","和平村"]
[684,"GD-和平村-上村1#台变","10kV",14.35,32.36,"轻载",{"v":242.81775000000002,"d":"242.82"},"否","和平村"]
[685,"GD-和平村-上村2#台变","10kV",12.47,28.82,"轻载",{"v":315.108,"d":"315.11"},"否","和平村"]
[686,"GD-和平村-顺江街台变","10kV",26.1,56.68,"经济运行",{"v":209.5065,"d":"209.51"},"否","和平村"]
[687,"GD-和平村-太平1#台变","10kV",18.1,49.87,"轻载",{"v":232.18650000000002,"d":"232.19"},"否","和平村"]
[688,"GD-和平村-太平2#台变","10kV",6.55,22.87,"轻载",{"v":264.93075,"d":"264.93"},"否","和平村"]
[689,"GD-和平村-太平6社台变","10kV",20.09,84.11,"经济运行",{"v":179.7975,"d":"179.80"},"否","和平村"]
[690,"GD-和平村-太平7社台变","10kV",15.35,40.01,"轻载",{"v":121.896,"d":"121.90"},"否","和平村"]
[691,"GD-和平村-小河边台变","10kV",14.24,23.33,"经济运行",{"v":154.36800000000002,"d":"154.37"},"否","和平村"]
[692,"GD-和平村-中村1#台变","10kV",10.62,24.87,"轻载",{"v":128.7072,"d":"128.71"},"否","和平村"]
[693,"GD-和平村-中村2#台变","10kV",12.35,29.86,"轻载",315.54,"否","和平村"]
[694,"GD-河头村-爱国新村1#台变","10kV",25.22,87.65,"经济运行",{"v":168.255,"d":"168.26"},"否","河头村"]
[695,"GD-河头村-爱国新村2#台变","10kV",15.15,55.3,"轻载",{"v":240.54975000000005,"d":"240.55"},"否","河头村"]
[696,"GD-河头村-固东集镇1#台变","10kV",49.45,86.98,"经济运行",181.98,"否","河头村"]
[697,"GD-河头村-固东集镇10#台变","10kV",32.49,59.59,"经济运行",{"v":243.03599999999997,"d":"243.04"},"否","河头村"]
[698,"GD-河头村-固东集镇11#台变","10kV",18.1,47.24,"轻载",{"v":232.18650000000002,"d":"232.19"},"否","河头村"]
[699,"GD-河头村-固东集镇2#台变","10kV",39.76,75.12,"经济运行",{"v":216.864,"d":"216.86"},"否","河头村"]
[700,"GD-河头村-固东集镇3#台变","10kV",31.34,61.57,"经济运行",{"v":247.176,"d":"247.18"},"否","河头村"]
[701,"GD-河头村-固东集镇4#台变","10kV",45.15,94.26,"经济运行",197.46,"否","河头村"]
[702,"GD-河头村-固东集镇5#台变","10kV",15.65,38.54,"轻载",{"v":189.7875,"d":"189.79"},"否","河头村"]
[703,"GD-河头村-固东集镇6#台变","10kV",18.44,54.46,"轻载",{"v":231.2226,"d":"231.22"},"否","河头村"]
[704,"GD-河头村-固东集镇7#台变","10kV",14.52,130.63,"轻载",{"v":96.165,"d":"96.17"},"否","河头村"]
[705,"GD-河头村-固东集镇8#台变","10kV",33.69,62.37,"经济运行",{"v":238.716,"d":"238.72"},"否","河头村"]
[706,"GD-河头村-固东集镇9#台变","10kV",29.58,60.9,"经济运行",{"v":253.512,"d":"253.51"},"否","河头村"]
[707,"GD-河头村-河头1#台变","10kV",20.53,50.85,"轻载",{"v":225.29744999999997,"d":"225.30"},"否","河头村"]
[708,"GD-河头村-河头2#台变","10kV",19.16,50.28,"经济运行",181.89,"否","河头村"]
[709,"GD-河头村-李家寨台变","10kV",31.39,126.91,"经济运行",{"v":98.79840000000002,"d":"98.80"},"否","河头村"]
[710,"GD-河头村-青岩新村台变","10kV",15.15,40.06,"轻载",152.73,"否","河头村"]
[711,"GD-河头村-小平盏台变","10kV",9.73,36.22,"轻载",{"v":64.9944,"d":"64.99"},"否","河头村"]
[712,"GD-河头村-新湾塘台变","10kV",14.29,49.33,"轻载",{"v":96.42375,"d":"96.42"},"否","河头村"]
[713,"GD-江东村-坝心荷花池台变","10kV",8.33,22.58,"轻载",{"v":259.88445,"d":"259.88"},"否","江东村"]
[714,"GD-江东村-坝心街子台变","10kV",16.89,51.99,"轻载",{"v":299.196,"d":"299.20"},"否","江东村"]
[715,"GD-江东村-坝心月台台变","10kV",12.36,45.65,"轻载",{"v":157.752,"d":"157.75"},"否","江东村"]
[716,"GD-江东村-陈家寨1#台变","10kV",24.94,97.33,"轻载",{"v":270.216,"d":"270.22"},"否","江东村"]
[717,"GD-江东村-陈家寨2#台变","10kV",25.62,88.1,"轻载",{"v":267.768,"d":"267.77"},"否","江东村"]
[718,"GD-江东村-江云1#台变","10kV",17.88,56.13,"轻载",{"v":295.632,"d":"295.63"},"否","江东村"]
[719,"GD-江东村-江云2#台变","10kV",9.69,35.85,"轻载",{"v":256.02885,"d":"256.03"},"否","江东村"]
[720,"GD-江东村-江云3#台变","10kV",18.92,57.6,"轻载",{"v":229.8618,"d":"229.86"},"否","江东村"]
[721,"GD-江东村-四合上杨家台变","10kV",8.46,23.43,"轻载",{"v":205.965,"d":"205.97"},"否","江东村"]
[722,"GD-江东村-四合下杨家台变","10kV",8.37,25.58,"轻载",{"v":329.868,"d":"329.87"},"否","江东村"]
[723,"GD-罗坪村-李林湾台变","10kV",17.13,56.83,"轻载",{"v":74.58300000000001,"d":"74.58"},"否","罗坪村"]
[724,"GD-罗坪村-理洪1#台变","10kV",15.16,31.28,"轻载",{"v":240.5214,"d":"240.52"},"否","罗坪村"]
[725,"GD-罗坪村-理洪2#台变","10kV",10.32,50.02,"轻载",{"v":40.356,"d":"40.36"},"否","罗坪村"]
[726,"GD-罗坪村-罗坪村公所台变","10kV",16.66,64.76,"轻载",{"v":93.7575,"d":"93.76"},"否","罗坪村"]
[727,"GD-罗坪村-罗香1#台变","10kV",12.28,39.19,"轻载",{"v":126.3168,"d":"126.32"},"否","罗坪村"]
[728,"GD-罗坪村-罗香2#台变","10kV",12.15,38.08,"轻载",{"v":249.05475,"d":"249.05"},"否","罗坪村"]
[729,"GD-罗坪村-罗香3#台变","10kV",11.65,37.6,"轻载",318.06,"否","罗坪村"]
[730,"GD-罗坪村-普楚1#台变","10kV",19.27,50.47,"轻载",{"v":145.31400000000002,"d":"145.31"},"否","罗坪村"]
[731,"GD-罗坪村-普楚2#台变","10kV",9.2,25.8,"轻载",{"v":204.3,"d":"204.30"},"否","罗坪村"]
[732,"GD-罗坪村-山寨1#台变","10kV",9.12,28.68,"轻载",{"v":257.6448,"d":"257.64"},"否","罗坪村"]
[733,"GD-罗坪村-山寨2#台变","10kV",15.33,42.73,"轻载",{"v":240.03945000000002,"d":"240.04"},"否","罗坪村"]
[734,"GD-罗坪村-小河口台变","10kV",15.09,54.21,"轻载",{"v":152.838,"d":"152.84"},"否","罗坪村"]
[735,"GD-罗坪村-小寨1#台变","10kV",17.79,51.75,"轻载",{"v":184.9725,"d":"184.97"},"否","罗坪村"]
[736,"GD-罗坪村-小寨2#台变","10kV",15.84,45.88,"轻载",{"v":302.976,"d":"302.98"},"否","罗坪村"]
[737,"GD-罗坪村-尹家寨台变","10kV",11.28,36.39,"轻载",199.62,"否","罗坪村"]
[738,"GD-顺利村-黑龙湾台变","10kV",13,45.22,"轻载",{"v":313.2,"d":"313.20"},"否","罗坪村"]
[739,"GD-顺利村-刘家寨1#台变","10kV",17.34,45.61,"轻载",{"v":148.788,"d":"148.79"},"否","顺利村"]
[740,"GD-顺利村-刘家寨2#台变","10kV",12.22,30.98,"轻载",{"v":316.00800000000004,"d":"316.01"},"否","顺利村"]
[741,"GD-顺利村-松山边1#台变","10kV",9.06,27.19,"轻载",{"v":163.692,"d":"163.69"},"否","顺利村"]
[742,"GD-顺利村-松山边2#台变","10kV",10.39,46.75,"经济运行",{"v":100.81125,"d":"100.81"},"否","顺利村"]
[743,"GD-顺利村-下村1#台变","10kV",15.3,38.27,"轻载",304.92,"否","顺利村"]
[744,"GD-顺利村-下村2#台变","10kV",17.36,54.07,"轻载",185.94,"否","顺利村"]
[745,"GD-顺利村-下丘坡台变","10kV",11.04,33.54,"轻载",{"v":160.12800000000001,"d":"160.13"},"否","顺利村"]
[746,"GD-小甸村-小甸1#台变","10kV",8.15,27.94,"轻载",{"v":206.6625,"d":"206.66"},"否","顺利村"]
[747,"GD-小甸村-小甸2#台变","10kV",12.63,36.46,"轻载",{"v":247.69395000000003,"d":"247.69"},"否","小甸村"]
[748,"GD-小甸村-小甸3#台变","10kV",13.69,41.19,"轻载",{"v":124.2864,"d":"124.29"},"否","小甸村"]
[749,"GD-新河村-德乐寨台变","10kV",8.6,22.89,"轻载",{"v":259.119,"d":"259.12"},"否","小甸村"]
[750,"GD-新河村-陆家寨台变","10kV",16.32,57.32,"轻载",{"v":120.4992,"d":"120.50"},"否","新河村"]
[751,"GD-新河村-濮家寨台变","10kV",7.43,19.52,"轻载",{"v":208.28250000000003,"d":"208.28"},"否","新河村"]
[752,"GD-新河村-唐家营台变","10kV",10.77,30.35,"轻载",{"v":252.96705,"d":"252.97"},"否","新河村"]
[753,"GD-新河村-新河陈家寨台变","10kV",17.43,58.04,"轻载",{"v":297.252,"d":"297.25"},"否","新河村"]
[754,"GD-新河村-徐家营台变","10kV",21.26,84.55,"经济运行",{"v":56.6928,"d":"56.69"},"否","新河村"]
[755,"GD-新河村-云和村台变","10kV",12.53,33.99,"轻载",{"v":98.40375,"d":"98.40"},"否","新河村"]
[756,"GD-新河村-早谷田台变","10kV",24.35,76.04,"经济运行",{"v":54.467999999999996,"d":"54.47"},"否","新河村"]
[757,"GD-新河村-赵家营台变","10kV",13.45,38.76,"轻载",{"v":245.36925,"d":"245.37"},"否","新河村"]
[758,"HH-甘蔗寨村-段家寨台变","10kV",6.05,20.98,"轻载",169.11,"否","新河村"]
[759,"HH-甘蔗寨村-甘蔗寨老寨台变","10kV",8.81,28,"轻载",{"v":205.1775,"d":"205.18"},"否","甘蔗寨村"]
[760,"HH-甘蔗寨村-甘蔗寨新寨台变","10kV",19.91,57.06,"轻载",{"v":90.10125,"d":"90.10"},"否","甘蔗寨村"]
[761,"HH-甘蔗寨村-上蔺寨台变","10kV",8.67,29.28,"轻载",{"v":258.92055,"d":"258.92"},"否","甘蔗寨村"]
[762,"HH-甘蔗寨村-下蔺寨台变","10kV",7.54,27.63,"轻载",{"v":208.035,"d":"208.04"},"否","甘蔗寨村"]
[763,"HH-尖山村-和平村台变","10kV",10.82,39.32,"轻载",{"v":128.4192,"d":"128.42"},"否","甘蔗寨村"]
[764,"HH-尖山村-康茂村台变","10kV",10.58,29.8,"轻载",{"v":253.50570000000002,"d":"253.51"},"否","尖山村"]
[765,"HH-尖山村-杞来社台变","10kV",8.39,31.59,"轻载",{"v":164.898,"d":"164.90"},"否","尖山村"]
[766,"HH-尖山村-尹家村台变","10kV",11.86,44.95,"轻载",{"v":126.9216,"d":"126.92"},"否","尖山村"]
[767,"HH-尖山村-长田新村台变","10kV",0.99,13.55,"轻载",{"v":142.5744,"d":"142.57"},"否","尖山村"]
[768,"HH-朗蒲村-大窝子台变","10kV",21.8,71.7,"经济运行",{"v":87.975,"d":"87.98"},"否","尖山村"]
[769,"HH-朗蒲村-金子田新村台变","10kV",18.58,44.84,"经济运行",{"v":117.2448,"d":"117.24"},"否","朗蒲村"]
[770,"HH-朗蒲村-旧寨台变","10kV",9.64,54.28,"轻载",{"v":24.3972,"d":"24.40"},"否","朗蒲村"]
[771,"HH-朗蒲村-朗蒲B1台变","10kV",15.71,53.2,"轻载",{"v":94.82625,"d":"94.83"},"否","朗蒲村"]
[772,"HH-朗蒲村-朗蒲B2台变","10kV",12.03,39.05,"轻载",{"v":316.692,"d":"316.69"},"否","朗蒲村"]
[773,"HH-朗蒲村-朗蒲B3台变","10kV",18.55,90.47,"轻载",{"v":91.63125,"d":"91.63"},"否","朗蒲村"]
[774,"HH-朗蒲村-杨管哨台变","10kV",9.36,39.33,"轻载",{"v":65.2608,"d":"65.26"},"否","朗蒲村"]
[775,"HH-朗蒲村-尹家寨台变","10kV",10.28,38.21,"轻载",{"v":100.935,"d":"100.94"},"否","朗蒲村"]
[776,"HH-勐蚌社区-樊家寨台变","10kV",7.36,31.49,"轻载",{"v":133.4016,"d":"133.40"},"否","朗蒲村"]
[777,"HH-勐蚌社区-花坝台变","10kV",6.59,24.14,"轻载",{"v":134.5104,"d":"134.51"},"否","勐蚌社区"]
[778,"HH-勐蚌社区-勐蚌街子台变","10kV",13.85,49.02,"轻载",{"v":310.14000000000004,"d":"310.14"},"否","勐蚌社区"]
[779,"HH-勐蚌社区-热水塘1#台变","10kV",9.52,27.75,"轻载",203.58,"否","勐蚌社区"]
[780,"HH-勐蚌社区-热水塘2#台变","10kV",7.77,30.32,"轻载",{"v":261.47205,"d":"261.47"},"否","勐蚌社区"]
[781,"HH-勐蚌社区-施家坡台变","10kV",5.06,19.61,"轻载",{"v":213.615,"d":"213.62"},"否","勐蚌社区"]
[782,"HH-勐蚌社区-寺脚台变","10kV",7.71,30.16,"轻载",{"v":332.244,"d":"332.24"},"否","勐蚌社区"]
[783,"HH-勐新村-大坝台变","10kV",12.82,48.63,"轻载",{"v":156.924,"d":"156.92"},"否","勐蚌社区"]
[784,"HH-勐新村-外三寨台变","10kV",30.55,93.72,"经济运行",{"v":50.004000000000005,"d":"50.00"},"否","勐新社区"]
[785,"HH-勐新村-栅房1#台变","10kV",9.58,47.16,"轻载",{"v":130.2048,"d":"130.20"},"否","勐新社区"]
[786,"HH-勐新村-栅房2#台变","10kV",8.63,51.87,"轻载",{"v":205.5825,"d":"205.58"},"否","勐新社区"]
[787,"HH-民团村-坝派1#台变","10kV",15.36,36.55,"轻载",{"v":239.9544,"d":"239.95"},"否","勐新社区"]
[788,"HH-民团村-坝派2#台变","10kV",12.36,35.03,"轻载",{"v":157.752,"d":"157.75"},"否","民团村"]
[789,"HH-民团村-曩烟B1台变","10kV",13.35,48.39,"轻载",{"v":62.388,"d":"62.39"},"否","民团村"]
[790,"HH-民团村-曩烟B2台变","10kV",21.07,103.49,"经济运行",{"v":88.79625,"d":"88.80"},"否","民团村"]
[791,"HH-民团村-农庄台变","10kV",12.07,51.5,"轻载",{"v":63.309599999999996,"d":"63.31"},"否","民团村"]
[792,"HH-民团村-上等马台变","10kV",20,68.43,"轻载",{"v":36,"d":"36.00"},"否","民团村"]
[793,"HH-民团村-下等马台变","10kV",23.8,123.78,"经济运行",{"v":85.725,"d":"85.73"},"否","民团村"]
[794,"HH-明朗村-菊园新村台变","10kV",19.32,69.5,"轻载",{"v":36.306000000000004,"d":"36.31"},"否","民团村"]
[795,"HH-明朗村-上明朗1#台变","10kV",14.11,38.75,"轻载",{"v":243.49814999999998,"d":"243.50"},"否","明朗村"]
[796,"HH-明朗村-上明朗2#台变","10kV",14.81,42.76,"轻载",{"v":153.342,"d":"153.34"},"否","明朗村"]
[797,"HH-明朗村-太平村老寨1#台变","10kV",10.44,26.57,"轻载",{"v":322.416,"d":"322.42"},"否","明朗村"]
[798,"HH-明朗村-太平村老寨2#台变","10kV",13.62,42.28,"轻载",{"v":77.742,"d":"77.74"},"否","明朗村"]
[799,"HH-明朗村-太平村新寨台变","10kV",11.01,31.04,"轻载",{"v":200.2275,"d":"200.23"},"否","明朗村"]
[800,"HH-明朗村-西河村台变","10kV",6.5,36.24,"轻载",{"v":42.075,"d":"42.08"},"否","明朗村"]
[801,"HH-明朗村-下明朗台变","10kV",18.78,45.03,"轻载",{"v":182.745,"d":"182.75"},"否","明朗村"]
[802,"HH-汪李村-马园寨台变","10kV",10.99,55.23,"轻载",{"v":16.0218,"d":"16.02"},"否","明朗村"]
[803,"HH-汪李村-汪李1#台变","10kV",12.22,40.78,"轻载",{"v":126.40320000000001,"d":"126.40"},"否","汪李村"]
[804,"HH-汪李村-汪李2#台变","10kV",10.5,57.21,"轻载",80.55,"否","汪李村"]
[805,"HH-汪李村-汪李3#台变","10kV",12.65,54.49,"轻载",{"v":62.891999999999996,"d":"62.89"},"否","汪李村"]
[806,"HH-羡多村-龙龚山台变","10kV",5.84,34.5,"轻载",{"v":42.372,"d":"42.37"},"否","汪李村"]
[807,"HH-羡多村-勐洪台变","10kV",9.78,32.26,"轻载",{"v":162.39600000000002,"d":"162.40"},"否","羡多村"]
[808,"HH-羡多村-羡多B1台变","10kV",10.63,34.14,"轻载",{"v":253.36395,"d":"253.36"},"否","羡多村"]
[809,"HH-羡多村-羡多B2台变","10kV",11.46,38.39,"轻载",{"v":199.215,"d":"199.22"},"否","羡多村"]
[810,"HH-羡多村-永乐台变","10kV",9.12,26.68,"轻载",{"v":327.168,"d":"327.17"},"否","羡多村"]
[811,"HH-肖庄村-荷花池老寨台变","10kV",13.04,30.41,"轻载",195.66,"否","羡多村"]
[812,"HH-肖庄村-荷花池新寨1#台变","10kV",16.67,40.72,"轻载",{"v":187.4925,"d":"187.49"},"否","肖庄村"]
[813,"HH-肖庄村-荷花池新寨2#台变","10kV",9.78,29.16,"轻载",{"v":202.995,"d":"203.00"},"否","肖庄村"]
[814,"HH-肖庄村-花寨台变","10kV",16.46,76.42,"轻载",{"v":37.592999999999996,"d":"37.59"},"否","肖庄村"]
[815,"HH-肖庄村-黄果树台变","10kV",4.77,18.91,"轻载",{"v":137.1312,"d":"137.13"},"否","肖庄村"]
[816,"HH-肖庄村-介斌老寨台变","10kV",26.87,68.5,"经济运行",{"v":82.27125,"d":"82.27"},"否","肖庄村"]
[817,"HH-肖庄村-介斌新寨台变","10kV",22.17,53.24,"经济运行",{"v":112.0752,"d":"112.08"},"否","肖庄村"]
[818,"HH-肖庄村-那旁台变","10kV",15.51,72.21,"轻载",{"v":60.8328,"d":"60.83"},"否","肖庄村"]
[819,"HH-肖庄村-弄焕老寨台变","10kV",14.1,43.25,"轻载",{"v":96.6375,"d":"96.64"},"否","肖庄村"]
[820,"HH-肖庄村-弄焕新寨台变","10kV",28.34,87.68,"经济运行",{"v":51.595200000000006,"d":"51.60"},"否","肖庄村"]
[821,"HH-肖庄村-丘家地台变","10kV",19.33,24.52,"轻载",{"v":228.69945,"d":"228.70"},"否","肖庄村"]
[822,"HH-肖庄村-糖厂台变","10kV",16.43,58.09,"轻载",{"v":60.170399999999994,"d":"60.17"},"否","肖庄村"]
[823,"HH-肖庄村-万基商贸城台变-DW","10kV",2.32,6.6,"轻载",{"v":553.8456,"d":"553.85"},"否","肖庄村"]
[824,"HH-肖庄村-肖庄集镇1#台变","10kV",18.46,39.04,"轻载",{"v":293.544,"d":"293.54"},"否","肖庄村"]
[825,"HH-肖庄村-肖庄集镇2#台变","10kV",26.3,59.84,"经济运行",{"v":208.9395,"d":"208.94"},"否","肖庄村"]
[826,"HH-肖庄村-肖庄集镇3#台变","10kV",12.29,28.83,"轻载",{"v":315.75600000000003,"d":"315.76"},"否","肖庄村"]
[827,"HH-肖庄村-肖庄老寨台变","10kV",6.78,19.53,"轻载",{"v":335.592,"d":"335.59"},"否","肖庄村"]
[828,"HH-肖庄村-肖庄新寨台变","10kV",9.69,28,"轻载",{"v":203.19750000000002,"d":"203.20"},"否","肖庄村"]
[829,"HH-肖庄村-银河B1台变","10kV",9.12,41.64,"轻载",{"v":65.43360000000001,"d":"65.43"},"否","肖庄村"]
[830,"HH-肖庄村-银河B2台变","10kV",11.52,60.48,"轻载",{"v":39.816,"d":"39.82"},"否","肖庄村"]
[831,"HH-肖庄村-玉雕加工基地1#箱变-DW","10kV",4.55,11.76,"轻载",{"v":541.2015,"d":"541.20"},"否","肖庄村"]
[832,"HH-肖庄村-玉雕加工基地2#箱变-DW","10kV",3.84,10.58,"轻载",432.72,"否","肖庄村"]
[833,"HH-肖庄村-玉雕加工基地3#箱变-DW","10kV",4.36,11.45,"轻载",{"v":271.1394,"d":"271.14"},"否","肖庄村"]
[834,"HH-杏塘村-沙坡脚台变","10kV",8.7,23.63,"轻载",164.34,"否","肖庄村"]
[835,"HH-杏塘村-石崖脚台变","10kV",5.82,28.89,"轻载",{"v":67.8096,"d":"67.81"},"否","杏塘村"]
[836,"HH-杏塘村-杏塘B1台变","10kV",10.71,47.15,"轻载",{"v":100.45125,"d":"100.45"},"否","杏塘村"]
[837,"HH-杏塘村-杏塘B2台变","10kV",16.16,63.91,"轻载",{"v":75.456,"d":"75.46"},"否","杏塘村"]
[838,"HH-杏塘村-杏塘B3台变","10kV",19.55,60.17,"经济运行",{"v":72.405,"d":"72.41"},"否","杏塘村"]
[839,"HH-雨伞村-黄土坡台变","10kV",14.58,36.61,"轻载",{"v":61.5024,"d":"61.50"},"否","杏塘村"]
[840,"HH-雨伞村-雨伞B1台变","10kV",25.62,61.4,"经济运行",{"v":133.884,"d":"133.88"},"否","雨伞村"]
[841,"HH-雨伞村-雨伞B2台变","10kV",18.34,58.65,"经济运行",{"v":183.735,"d":"183.74"},"否","雨伞村"]
[842,"HQ-胆扎村-大坡脚台变","10kV",7.74,33.29,"轻载",{"v":66.4272,"d":"66.43"},"否","雨伞村"]
[843,"HQ-胆扎村-胆扎检查站台变","10kV",14.65,9.62,"经济运行",153.63,"否","胆扎村"]
[844,"HQ-胆扎村-看马坡台变","10kV",9.85,30.66,"轻载",{"v":129.816,"d":"129.82"},"否","胆扎村"]
[845,"HQ-胆扎村-麻家寨台变","10kV",15.15,44.57,"轻载",{"v":95.45625,"d":"95.46"},"否","胆扎村"]
[846,"HQ-胆扎村-石碑坡台变","10kV",11.9,37.47,"轻载",{"v":99.1125,"d":"99.11"},"否","胆扎村"]
[847,"HQ-胆扎村-孙家坝1#台变","10kV",6.79,24.71,"轻载",{"v":264.25034999999997,"d":"264.25"},"否","胆扎村"]
[848,"HQ-胆扎村-孙家坝2#台变","10kV",8.53,20.02,"轻载",{"v":259.31745,"d":"259.32"},"否","胆扎村"]
[849,"HQ-胆扎村-孙家坝3#台变","10kV",15.54,49.46,"轻载",{"v":239.4441,"d":"239.44"},"否","胆扎村"]
[850,"HQ-胆扎村-熊家寨台变","10kV",12.45,54.44,"轻载",{"v":39.3975,"d":"39.40"},"否","胆扎村"]
[851,"HQ-胆扎村-秀水沟台变","10kV",9.68,38.52,"轻载",{"v":65.0304,"d":"65.03"},"否","胆扎村"]
[852,"HQ-胆扎村-友谊地台变","10kV",6.82,30.72,"轻载",{"v":134.1792,"d":"134.18"},"否","胆扎村"]
[853,"HQ-胆扎村-寨头台变","10kV",8.43,27.06,"轻载",{"v":164.826,"d":"164.83"},"否","胆扎村"]
[854,"HQ-胆扎村-寨中台变","10kV",8.78,37.36,"轻载",{"v":82.098,"d":"82.10"},"否","胆扎村"]
[855,"HQ-东村-董家寨台变","10kV",13.35,44.76,"轻载",{"v":124.776,"d":"124.78"},"否","胆扎村"]
[856,"HQ-东村-花水1#台变","10kV",7.31,25.49,"轻载",{"v":166.842,"d":"166.84"},"否","东村"]
[857,"HQ-东村-花水2#台变","10kV",4.5,16.23,"轻载",{"v":214.875,"d":"214.88"},"否","东村"]
[858,"HQ-东村-劳家寨台变","10kV",11.56,38.21,"轻载",{"v":99.495,"d":"99.50"},"否","东村"]
[859,"HQ-东村-麻栗坝台变","10kV",7.75,23.74,"轻载",132.84,"否","东村"]
[860,"HQ-东村-濮家寨1#台变","10kV",8.9,25.57,"轻载",{"v":204.975,"d":"204.98"},"否","东村"]
[861,"HQ-东村-濮家寨2#台变","10kV",11.48,36.78,"轻载",{"v":39.833999999999996,"d":"39.83"},"否","东村"]
[862,"HQ-东村-普勒寨台变","10kV",13.48,57.64,"轻载",194.67,"否","东村"]
[863,"HQ-东村-上马桥台变","10kV",17.29,89.44,"轻载",{"v":93.04875,"d":"93.05"},"否","东村"]
[864,"HQ-东村-吴家冲台变","10kV",9.97,29.62,"轻载",{"v":101.28375,"d":"101.28"},"否","东村"]
[865,"HQ-东村-下马桥台变","10kV",9.82,33.27,"轻载",{"v":129.85920000000002,"d":"129.86"},"否","东村"]
[866,"HQ-东村-硝水塘台变","10kV",13.66,40.45,"轻载",{"v":155.412,"d":"155.41"},"否","东村"]
[867,"HQ-东村-熊脚台变","10kV",9.75,23.47,"轻载",{"v":40.612500000000004,"d":"40.61"},"否","东村"]
[868,"HQ-东村-永和台变","10kV",16.21,39.17,"轻载",{"v":188.5275,"d":"188.53"},"否","东村"]
[869,"HQ-东村-玉环村台变","10kV",11.08,31.09,"轻载",{"v":80.028,"d":"80.03"},"否","东村"]
[870,"HQ-猴桥村-部队台变","10kV",9.56,14.22,"轻载",{"v":162.792,"d":"162.79"},"否","东村"]
[871,"HQ-猴桥村-蔡家寨台变","10kV",27.08,92.72,"经济运行",{"v":82.03500000000001,"d":"82.04"},"否","猴桥村"]
[872,"HQ-猴桥村-灯草坝台变","10kV",13.13,34.97,"轻载",{"v":246.27644999999998,"d":"246.28"},"否","猴桥村"]
[873,"HQ-猴桥村-窦家桥台变","10kV",20.62,76.23,"轻载",{"v":21.4326,"d":"21.43"},"否","猴桥村"]
[874,"HQ-猴桥村-河心台变","10kV",9.61,39.92,"轻载",{"v":65.0808,"d":"65.08"},"否","猴桥村"]
[875,"HQ-猴桥村-猴桥街子台变","10kV",28.73,109.93,"经济运行",{"v":64.143,"d":"64.14"},"否","猴桥村"]
[876,"HQ-猴桥村-麻栗坝台变","10kV",12.4,56.6,"轻载",39.42,"否","猴桥村"]
[877,"HQ-猴桥村-沙家坝台变","10kV",7.05,32.17,"轻载",{"v":66.924,"d":"66.92"},"否","猴桥村"]
[878,"HQ-猴桥村-腾冲市口岸管理中心台变","10kV",6.55,25.9,"轻载",{"v":84.105,"d":"84.11"},"否","猴桥村"]
[879,"HQ-猴桥村-小杂河台变","10kV",14.11,55.26,"轻载",{"v":61.8408,"d":"61.84"},"否","猴桥村"]
[880,"HQ-猴桥村-余家寨台变","10kV",14.1,48.33,"轻载",{"v":96.6375,"d":"96.64"},"否","猴桥村"]
[881,"HQ-猴桥村-长塘台变","10kV",17.89,59.49,"轻载",{"v":59.119200000000006,"d":"59.12"},"否","猴桥村"]
[882,"HQ-金家村-甸地台变","10kV",12.7,42.09,"轻载",{"v":125.712,"d":"125.71"},"否","猴桥村"]
[883,"HQ-金家村-金家集镇1#台变","10kV",9.41,28.07,"轻载",{"v":163.062,"d":"163.06"},"否","金家村"]
[884,"HQ-金家村-金家集镇2#台变","10kV",6.77,20.94,"轻载",{"v":134.2512,"d":"134.25"},"否","金家村"]
[885,"HQ-金家村-金家寨台变","10kV",11.55,28.5,"轻载",{"v":199.0125,"d":"199.01"},"否","金家村"]
[886,"HQ-金家村-石碑寨台变","10kV",9.98,30.31,"轻载",{"v":129.6288,"d":"129.63"},"否","金家村"]
[887,"HQ-金家村-西天邦台变","10kV",10.82,33.43,"轻载",{"v":128.4192,"d":"128.42"},"否","金家村"]
[888,"HQ-金家村-中云盘台变","10kV",12.64,28.1,"轻载",{"v":247.66559999999998,"d":"247.67"},"否","金家村"]
[889,"HQ-轮马村-郭家大坡台变","10kV",5.41,17.57,"轻载",{"v":212.8275,"d":"212.83"},"否","金家村"]
[890,"HQ-轮马村-郭家小坡台变","10kV",20.63,28.49,"轻载",{"v":89.29125,"d":"89.29"},"否","轮马村"]
[891,"HQ-轮马村-河头台变","10kV",4.99,19.91,"轻载",{"v":136.8144,"d":"136.81"},"否","轮马村"]
[892,"HQ-轮马村-核桃河台变","10kV",17.88,51.06,"轻载",{"v":59.1264,"d":"59.13"},"否","轮马村"]
[893,"HQ-轮马村-金茂地台变","10kV",9.27,30.19,"轻载",{"v":130.65120000000002,"d":"130.65"},"否","轮马村"]
[894,"HQ-轮马村-轮马垃圾厂台变","10kV",7.58,23.65,"经济运行",{"v":41.589,"d":"41.59"},"否","轮马村"]
[895,"HQ-轮马村-马鹿坡台变","10kV",13.41,59.18,"轻载",{"v":38.965500000000006,"d":"38.97"},"否","轮马村"]
[896,"HQ-轮马村-偏坡寨台变","10kV",3.55,14.77,"轻载",{"v":138.888,"d":"138.89"},"否","轮马村"]
[897,"HQ-轮马村-桥头坡台变","10kV",12.31,41.49,"轻载",{"v":98.65125,"d":"98.65"},"否","轮马村"]
[898,"HQ-轮马村-杨宏坝台变","10kV",6.02,16.41,"轻载",{"v":211.455,"d":"211.46"},"否","轮马村"]
[899,"HQ-轮马村-张黄坡台变","10kV",4.92,19.49,"轻载",213.93,"否","轮马村"]
[900,"HQ-箐口村-板桥台变","10kV",19.04,57.26,"轻载",{"v":58.2912,"d":"58.29"},"否","轮马村"]
[901,"HQ-箐口村-大树脚1#台变","10kV",9.49,38.24,"轻载",{"v":81.459,"d":"81.46"},"否","箐口村"]
[902,"HQ-箐口村-大树脚2#台变","10kV",10.44,30.92,"轻载",{"v":80.604,"d":"80.60"},"否","箐口村"]
[903,"HQ-箐口村-刘家寨台变","10kV",10.35,38.7,"轻载",{"v":129.096,"d":"129.10"},"否","箐口村"]
[904,"HQ-箐口村-麻力山台变","10kV",13.3,43.88,"轻载",{"v":62.424,"d":"62.42"},"否","箐口村"]
[905,"HQ-箐口村-箐口河头1#台变","10kV",11.59,50.94,"轻载",{"v":39.7845,"d":"39.78"},"否","箐口村"]
[906,"HQ-箐口村-箐口河头2#台变","10kV",6.97,39.88,"轻载",{"v":66.98160000000001,"d":"66.98"},"否","箐口村"]
[907,"HQ-箐口村-箐口河头3#台变","10kV",5.95,26.24,"轻载",{"v":42.3225,"d":"42.32"},"否","箐口村"]
[908,"HQ-箐口村-箐口集镇1#台变","10kV",7.68,19.19,"轻载",{"v":261.7272,"d":"261.73"},"否","箐口村"]
[909,"HQ-箐口村-箐口集镇2#台变","10kV",13.02,27.57,"轻载",{"v":156.56400000000002,"d":"156.56"},"否","箐口村"]
[910,"HQ-箐口村-沙河台变","10kV",6.57,21.24,"轻载",{"v":105.10875,"d":"105.11"},"否","箐口村"]
[911,"HQ-箐口村-小灰山台变","10kV",6.05,24.27,"轻载",{"v":105.69375,"d":"105.69"},"否","箐口村"]
[912,"HQ-上街村-白家寨台变","10kV",7,23.64,"轻载",{"v":133.92000000000002,"d":"133.92"},"否","上街村"]
[913,"HQ-上街村-苍山台变","10kV",11.38,29.27,"轻载",{"v":79.75800000000001,"d":"79.76"},"否","上街村"]
[914,"HQ-上街村-蒿子坝台变","10kV",6.93,26.11,"轻载",{"v":41.881499999999996,"d":"41.88"},"否","上街村"]
[915,"HQ-上街村-胡广冲台变","10kV",15.83,58,"轻载",{"v":121.2048,"d":"121.20"},"否","上街村"]
[916,"HQ-上街村-李家寨台变","10kV",12.99,32.74,"轻载",{"v":246.67335,"d":"246.67"},"否","上街村"]
[917,"HQ-上街村-上街集镇台变","10kV",29.43,66.57,"经济运行",{"v":158.78250000000003,"d":"158.78"},"否","上街村"]
[918,"HQ-上街村-王家寨台变","10kV",9.72,25.65,"轻载",{"v":255.9438,"d":"255.94"},"否","上街村"]
[919,"HQ-上街村-小高粱台变","10kV",13.66,40.99,"轻载",{"v":62.16480000000001,"d":"62.16"},"否","上街村"]
[920,"HQ-上街村-徐家寨台变","10kV",11.08,30.36,"轻载",{"v":200.07000000000002,"d":"200.07"},"否","上街村"]
[921,"HQ-上街村-杨家寨台变","10kV",16.09,101.19,"轻载",{"v":120.8304,"d":"120.83"},"否","上街村"]
[922,"HQ-下街村-茶花塘1#台变","10kV",19.69,51.83,"轻载",{"v":90.34875000000001,"d":"90.35"},"否","下街村"]
[923,"HQ-下街村-茶花塘2#台变","10kV",11.27,30.11,"轻载",{"v":159.714,"d":"159.71"},"否","下街村"]
[924,"HQ-下街村-陈家寨台变","10kV",11.72,33.62,"轻载",198.63,"否","下街村"]
[925,"HQ-下街村-当嘎台变","10kV",29.87,79.95,"经济运行",{"v":78.89625,"d":"78.90"},"否","下街村"]
[926,"HQ-下街村-郭家寨台变","10kV",19.47,54.8,"轻载",{"v":72.477,"d":"72.48"},"否","下街村"]
[927,"HQ-下街村-李家寨台变","10kV",22.47,58.55,"经济运行",{"v":69.777,"d":"69.78"},"否","下街村"]
[928,"HQ-下街村-陇翁台变","10kV",17.78,44.82,"轻载",{"v":73.998,"d":"74.00"},"否","下街村"]
[929,"HQ-下街村-庙坡台变","10kV",17.52,49.44,"轻载",{"v":233.8308,"d":"233.83"},"否","下街村"]
[930,"HQ-下街村-脑嘎台变","10kV",15.15,47.18,"轻载",{"v":61.092,"d":"61.09"},"否","下街村"]
[931,"HQ-下街村-上苏江台变","10kV",28.49,65.18,"经济运行",{"v":80.44875,"d":"80.45"},"否","下街村"]
[932,"HQ-下街村-石头河台变","10kV",12.21,36.71,"轻载",{"v":79.011,"d":"79.01"},"否","下街村"]
[933,"HQ-下街村-田心台变","10kV",34.07,76.2,"经济运行",{"v":118.67400000000002,"d":"118.67"},"否","下街村"]
[934,"HQ-下街村-下街集镇1#台变","10kV",23.76,48.45,"经济运行",{"v":216.1404,"d":"216.14"},"否","下街村"]
[935,"HQ-下街村-下街集镇2#台变","10kV",38.08,81.59,"经济运行",{"v":175.5432,"d":"175.54"},"否","下街村"]
[936,"HQ-下街村-下街集镇3#台变","10kV",26.9,66.53,"经济运行",{"v":164.475,"d":"164.48"},"否","下街村"]
[937,"HQ-下街村-下街集镇4#台变","10kV",32.73,68.36,"经济运行",{"v":151.35750000000002,"d":"151.36"},"否","下街村"]
[938,"HQ-下街村-下街集镇5#台变","10kV",15.58,38.42,"轻载",{"v":239.3307,"d":"239.33"},"否","下街村"]
[939,"HQ-下街村-下街集镇6#台变","10kV",26.86,43.48,"经济运行",{"v":263.30400000000003,"d":"263.30"},"否","下街村"]
[940,"HQ-下街村-下街集镇7#台变","10kV",27.5,53.42,"经济运行",{"v":205.5375,"d":"205.54"},"否","下街村"]
[941,"HQ-下街村-下街集镇8#台变","10kV",31.94,70.85,"经济运行",{"v":192.95010000000002,"d":"192.95"},"否","下街村"]
[942,"HQ-下街村-下街集镇9#台变","10kV",46.02,98.02,"经济运行",{"v":194.328,"d":"194.33"},"否","下街村"]
[943,"HQ-下街村-下苏江台变","10kV",15.55,35.48,"轻载",{"v":95.00625,"d":"95.01"},"否","下街村"]
[944,"HQ-下街村-杨家田台变","10kV",19.44,49.8,"轻载",{"v":72.504,"d":"72.50"},"否","下街村"]
[945,"HQ-永兴村-芭蕉岭台变","10kV",19.16,63.64,"轻载",{"v":58.2048,"d":"58.20"},"否","永兴村"]
[946,"HQ-永兴村-大坡台变","10kV",24.08,60.63,"经济运行",{"v":54.662400000000005,"d":"54.66"},"否","永兴村"]
[947,"HQ-永兴村-干河台变","10kV",23.14,61.48,"经济运行",{"v":69.174,"d":"69.17"},"否","永兴村"]
[948,"HQ-永兴村-黄泥坡台变","10kV",5.46,35.69,"轻载",{"v":68.06880000000001,"d":"68.07"},"否","永兴村"]
[949,"HQ-永兴村-马房园台变","10kV",9.2,40.08,"轻载",40.86,"否","永兴村"]
[950,"HQ-永兴村-爬碳台变","10kV",15.5,71.3,"轻载",121.68,"否","永兴村"]
[951,"HQ-永兴村-田心1#台变","10kV",23.78,57.05,"经济运行",{"v":171.495,"d":"171.50"},"否","永兴村"]
[952,"HQ-永兴村-田心2#台变","10kV",21.67,89.15,"经济运行",{"v":112.79520000000001,"d":"112.80"},"否","永兴村"]
[953,"HQ-永兴村-小甸塘台变","10kV",20.72,65.21,"轻载",{"v":21.4056,"d":"21.41"},"否","永兴村"]
[954,"HQ-永兴村-小水井台变","10kV",11.6,45.79,"轻载",39.78,"否","永兴村"]
[955,"HQ-永兴村-新塘台变","10kV",13.62,42.25,"轻载",{"v":97.1775,"d":"97.18"},"否","永兴村"]
[956,"HS-大庄村-上庄1#号台变","10kV",14.95,34.5,"轻载",306.18,"否","大庄村"]
[957,"HS-大庄村-上庄2#号台变","10kV",46.4,102.4,"经济运行",{"v":120.6,"d":"120.60"},"否","大庄村"]
[958,"HS-大庄村-上庄3#号台变","10kV",11.91,29.64,"轻载",{"v":317.124,"d":"317.12"},"否","大庄村"]
[959,"HS-大庄村-下庄台变","10kV",34.67,63.27,"经济运行",{"v":235.188,"d":"235.19"},"否","大庄村"]
[960,"HS-大庄村-小山脚1#号台变","10kV",32.13,77.3,"经济运行",{"v":192.41145,"d":"192.41"},"否","大庄村"]
[961,"HS-大庄村-小山脚2#号台变","10kV",25.51,71.28,"经济运行",{"v":134.082,"d":"134.08"},"否","大庄村"]
[962,"HS-大庄村-小山脚3#号台变","10kV",7.39,20.88,"轻载",{"v":262.54935,"d":"262.55"},"否","大庄村"]
[963,"HS-良盈村-镇邑关台变","10kV",28.27,79.79,"经济运行",{"v":51.6456,"d":"51.65"},"否","良盈村"]
[964,"HS-十字路村-大寨子1#号箱变","10kV",40.28,108.49,"经济运行",{"v":429.984,"d":"429.98"},"否","十字路村"]
[965,"HS-十字路村-大寨子2#号箱变","10kV",46.84,75.05,"经济运行",{"v":382.752,"d":"382.75"},"否","十字路村"]
[966,"HS-十字路村-大寨子3#号箱变","10kV",28.4,74.72,"经济运行",{"v":805.5,"d":"805.50"},"否","十字路村"]
[967,"HS-十字路村-大寨子4#号箱变","10kV",40.94,96.8,"经济运行",{"v":664.425,"d":"664.43"},"否","十字路村"]
[968,"HS-十字路村-大寨子5#号箱变","10kV",29.18,88.27,"轻载",{"v":509.90399999999994,"d":"509.90"},"否","十字路村"]
[969,"HS-十字路村-大寨子6#号箱变","10kV",20.98,46.87,"轻载",{"v":568.944,"d":"568.94"},"否","十字路村"]
[970,"HS-十字路村-三官殿台变","10kV",39.51,97.21,"经济运行",{"v":217.764,"d":"217.76"},"否","十字路村"]
[971,"HS-十字路村-张家坡台变","10kV",31.17,70.62,"经济运行",{"v":195.13305000000003,"d":"195.13"},"否","十字路村"]
[972,"HS-水碓村-大寨子7#号箱变","10kV",41.92,94.29,"经济运行",{"v":418.176,"d":"418.18"},"否","水碓村"]
[973,"HS-水碓村-大寨子8#号箱变","10kV",26.79,48.12,"经济运行",{"v":527.1120000000001,"d":"527.11"},"否","水碓村"]
[974,"HS-水碓村-牌坊外箱变","10kV",32.64,13.09,"轻载",303.12,"否","水碓村"]
[975,"HS-水碓村-水碓1#号台变","10kV",51.92,88.24,"经济运行",216.36,"否","水碓村"]
[976,"HS-水碓村-水碓2#号台变","10kV",39.44,45.94,"经济运行",{"v":218.01600000000002,"d":"218.02"},"否","水碓村"]
[977,"HS-水碓村-水碓3#号箱变","10kV",{"v":27.3,"d":"27.30"},59.06,"经济运行",{"v":412.209,"d":"412.21"},"否","水碓村"]
[978,"HS-水碓村-酸水沟1#号台变","10kV",38.93,74.18,"经济运行",{"v":274.81500000000005,"d":"274.82"},"否","水碓村"]
[979,"HS-水碓村-酸水沟2#号台变","10kV",26.01,51.73,"经济运行",{"v":532.728,"d":"532.73"},"否","水碓村"]
[980,"JT-白果村-陈家坡台变","10kV",6.31,34.02,"轻载",{"v":168.642,"d":"168.64"},"否","白果村"]
[981,"JT-白果村-村公所台变","10kV",12.25,32.96,"轻载",{"v":197.4375,"d":"197.44"},"否","白果村"]
[982,"JT-白果村-沟边2号台变","10kV",15.35,54.77,"轻载",{"v":95.23125,"d":"95.23"},"否","白果村"]
[983,"JT-白果村-沟边寨台变","10kV",14.97,51.48,"轻载",{"v":122.4432,"d":"122.44"},"否","白果村"]
[984,"JT-白果村-梅园坡台变","10kV",10.22,41.77,"轻载",{"v":161.604,"d":"161.60"},"否","白果村"]
[985,"JT-白果村-沙沟坡台变","10kV",3.46,17.81,"轻载",{"v":139.01760000000002,"d":"139.02"},"否","白果村"]
[986,"JT-白果村-山脚台变","10kV",6.33,28.35,"轻载",{"v":168.606,"d":"168.61"},"否","白果村"]
[987,"JT-白果村-上下蒋台变","10kV",13.51,41.59,"轻载",{"v":155.682,"d":"155.68"},"否","白果村"]
[988,"JT-白果村-上下排台变","10kV",3.48,18.33,"轻载",217.17,"否","白果村"]
[989,"JT-白果村-树林坡台变","10kV",8.83,34.95,"轻载",{"v":164.106,"d":"164.11"},"否","白果村"]
[990,"JT-白果村-双寨台变","10kV",8.77,37.37,"轻载",{"v":164.214,"d":"164.21"},"否","白果村"]
[991,"JT-白果村-下严寨台变","10kV",5.88,33.53,"轻载",{"v":84.70800000000001,"d":"84.71"},"否","白果村"]
[992,"JT-白果村-小河边台变","10kV",8.97,33.95,"轻载",{"v":131.0832,"d":"131.08"},"否","白果村"]
[993,"JT-白果村-徐家寨台变","10kV",2.8,21.9,"轻载",43.74,"否","白果村"]
[994,"JT-白果村-严家寨台变","10kV",7.43,62.82,"轻载",{"v":208.28250000000003,"d":"208.28"},"否","白果村"]
[995,"JT-白果村-周家河台变","10kV",6.09,33.98,"轻载",{"v":169.038,"d":"169.04"},"否","白果村"]
[996,"JT-白果村-棕包园台变","10kV",12.26,47.38,"轻载",{"v":157.932,"d":"157.93"},"否","白果村"]
[997,"JT-大营村-大营台变","10kV",13.13,42.4,"轻载",{"v":125.0928,"d":"125.09"},"否","大营村"]
[998,"JT-大营村-大张台变","10kV",15.5,58.57,"轻载",76.05,"否","大营村"]
[999,"JT-大营村-陆家湾台变","10kV",13.73,38.1,"轻载",{"v":155.286,"d":"155.29"},"否","大营村"]
[1000,"JT-大营村-梅家寨台变","10kV",10.1,34.67,"轻载",{"v":129.45600000000002,"d":"129.46"},"否","大营村"]
[1001,"JT-大营村-水井社台变","10kV",14.44,73.56,"轻载",{"v":123.20640000000002,"d":"123.21"},"否","大营村"]
[1002,"JT-大营村-王家寨台变","10kV",20.62,49.86,"轻载",{"v":142.884,"d":"142.88"},"否","大营村"]
[1003,"JT-大营村-下烂坝台变","10kV",12.69,49.04,"轻载",{"v":98.22375000000001,"d":"98.22"},"否","大营村"]
[1004,"JT-大营村-小张台变","10kV",7.45,68.64,"轻载",{"v":104.11875,"d":"104.12"},"否","大营村"]
[1005,"JT-大园子村-大园子台变","10kV",11.16,38.19,"轻载",{"v":159.912,"d":"159.91"},"否","大园子村"]
[1006,"JT-大园子村-段家寨台变","10kV",8.84,31.7,"轻载",{"v":82.044,"d":"82.04"},"否","大园子村"]
[1007,"JT-大园子村-孟家寨2号台变","10kV",4.73,71.67,"轻载",{"v":171.486,"d":"171.49"},"否","大园子村"]
[1008,"JT-大园子村-孟家寨3号台变","10kV",9.9,54.92,"轻载",{"v":24.327,"d":"24.33"},"否","大园子村"]
[1009,"JT-大园子村-孟家寨台变","10kV",11.76,35.78,"轻载",{"v":127.0656,"d":"127.07"},"否","大园子村"]
[1010,"JT-大园子村-汤家寨台变","10kV",14.16,44.49,"轻载",{"v":123.6096,"d":"123.61"},"否","大园子村"]
[1011,"JT-大园子村-文化村台变","10kV",20.99,55.13,"经济运行",{"v":113.7744,"d":"113.77"},"否","大园子村"]
[1012,"JT-大园子村-小坡头台变","10kV",15.97,46.88,"轻载",{"v":121.0032,"d":"121.00"},"否","大园子村"]
[1013,"JT-大园子村-小石桥台变","10kV",9.48,37.89,"轻载",{"v":81.468,"d":"81.47"},"否","大园子村"]
[1014,"JT-高黎村-大山台变","10kV",12.28,79.68,"轻载",{"v":126.3168,"d":"126.32"},"否","高黎村"]
[1015,"JT-高黎村-李家营台变","10kV",19.67,45.9,"轻载",{"v":90.37125,"d":"90.37"},"否","高黎村"]
[1016,"JT-高黎村-林上下台变","10kV",18.04,48.45,"经济运行",{"v":118.0224,"d":"118.02"},"否","高黎村"]
[1017,"JT-高黎村-冉家寨台变","10kV",24.75,88.32,"经济运行",{"v":108.36000000000001,"d":"108.36"},"否","高黎村"]
[1018,"JT-高黎村-尚家台变","10kV",5.61,33.38,"轻载",{"v":67.9608,"d":"67.96"},"否","高黎村"]
[1019,"JT-高黎村-孙以外台变","10kV",17.79,49.58,"轻载",{"v":118.3824,"d":"118.38"},"否","高黎村"]
[1020,"JT-高黎村-吴家寨台变","10kV",18.8,66.97,"轻载",{"v":116.92800000000001,"d":"116.93"},"否","高黎村"]
[1021,"JT-高黎村-小寨屯台变","10kV",15.59,60.04,"轻载",{"v":94.96125,"d":"94.96"},"否","高黎村"]
[1022,"JT-高黎村-小中台变","10kV",19.75,117.4,"经济运行",{"v":72.22500000000001,"d":"72.23"},"否","高黎村"]
[1023,"JT-贡山村-李家寨台变","10kV",12.59,37.81,"轻载",{"v":125.8704,"d":"125.87"},"否","贡山村"]
[1024,"JT-贡山村-刘家坡台变","10kV",10.35,35.17,"轻载",{"v":100.85625,"d":"100.86"},"否","贡山村"]
[1025,"JT-贡山村-刘家山台变","10kV",6.62,26.84,"轻载",{"v":134.4672,"d":"134.47"},"否","贡山村"]
[1026,"JT-贡山村-毛竹寨台变","10kV",7.76,29.68,"轻载",207.54,"否","贡山村"]
[1027,"JT-贡山村-冉家寨台变","10kV",10.42,35.61,"轻载",{"v":161.244,"d":"161.24"},"否","贡山村"]
[1028,"JT-贡山村-沈家冲台变","10kV",7.02,22.87,"轻载",{"v":209.205,"d":"209.21"},"否","贡山村"]
[1029,"JT-贡山村-松园头台变","10kV",8.2,41.59,"轻载",82.62,"否","贡山村"]
[1030,"JT-贡山村-田房台变","10kV",5.28,32.09,"轻载",{"v":136.39679999999998,"d":"136.40"},"否","贡山村"]
[1031,"JT-贡山村-严家寨台变","10kV",13.67,35.81,"轻载",{"v":155.394,"d":"155.39"},"否","贡山村"]
[1032,"JT-贡山村-杨家寨台变","10kV",8.96,31.76,"轻载",{"v":163.87199999999999,"d":"163.87"},"否","贡山村"]
[1033,"JT-贡山村-张家寨台变","10kV",10.39,29.62,"轻载",{"v":161.298,"d":"161.30"},"否","贡山村"]
[1034,"JT-黄家寨村-大石头台变","10kV",11.22,40.98,"轻载",{"v":63.921600000000005,"d":"63.92"},"否","黄家寨村"]
[1035,"JT-黄家寨村-大寨台变","10kV",18.49,102.8,"轻载",{"v":91.69875,"d":"91.70"},"否","黄家寨村"]
[1036,"JT-黄家寨村-段家寨台变","10kV",7.59,23.22,"轻载",{"v":207.9225,"d":"207.92"},"否","黄家寨村"]
[1037,"JT-黄家寨村-关口台变","10kV",10.03,35.43,"轻载",{"v":161.946,"d":"161.95"},"否","黄家寨村"]
[1038,"JT-黄家寨村-河湾台变","10kV",11.31,35.53,"轻载",{"v":79.821,"d":"79.82"},"否","黄家寨村"]
[1039,"JT-黄家寨村-黄家寨台变","10kV",15.23,48.34,"轻载",{"v":152.58599999999998,"d":"152.59"},"否","黄家寨村"]
[1040,"JT-黄家寨村-黄土坎台变","10kV",13.57,71.19,"轻载",{"v":77.787,"d":"77.79"},"否","黄家寨村"]
[1041,"JT-黄家寨村-吉家湾台变","10kV",5.64,31.15,"轻载",{"v":84.924,"d":"84.92"},"否","黄家寨村"]
[1042,"JT-黄家寨村-九渡河台变","10kV",14.27,48.65,"轻载",{"v":77.15700000000001,"d":"77.16"},"否","黄家寨村"]
[1043,"JT-黄家寨村-陆家寨台变","10kV",19.21,69.19,"轻载",{"v":72.711,"d":"72.71"},"否","黄家寨村"]
[1044,"JT-黄家寨村-上高桥台变","10kV",17.7,106.22,"轻载",{"v":22.221,"d":"22.22"},"否","黄家寨村"]
[1045,"JT-黄家寨村-下河西台变","10kV",9.7,30.33,"轻载",81.27,"否","黄家寨村"]
[1046,"JT-黄家寨村-杨家寨台变","10kV",12.1,57.68,"轻载",{"v":79.11000000000001,"d":"79.11"},"否","黄家寨村"]
[1047,"JT-界明村-伯家寨台变","10kV",13.78,42.62,"轻载",{"v":96.9975,"d":"97.00"},"否","界明村"]
[1048,"JT-界明村-郭家寨台变","10kV",14.6,44.32,"轻载",{"v":122.97599999999998,"d":"122.98"},"否","界明村"]
[1049,"JT-界明村-栗子寨台变","10kV",12.19,37.49,"轻载",{"v":158.05800000000002,"d":"158.06"},"否","界明村"]
[1050,"JT-界明村-山嘴子台变","10kV",13.43,72.4,"轻载",{"v":124.66080000000001,"d":"124.66"},"否","界明村"]
[1051,"JT-界明村-石家寨台变","10kV",10.57,31.35,"轻载",{"v":160.97400000000002,"d":"160.97"},"否","界明村"]
[1052,"JT-界明村-王家寨台变","10kV",20.96,62.01,"经济运行",{"v":56.9088,"d":"56.91"},"否","界明村"]
[1053,"JT-界明村-张家坡台变","10kV",8.15,36.18,"轻载",{"v":132.264,"d":"132.26"},"否","界明村"]
[1054,"JT-界明村-赵家寨台变","10kV",20.5,127.33,"经济运行",{"v":35.775,"d":"35.78"},"否","界明村"]
[1055,"JT-界明村-中寨台变","10kV",17.94,62.98,"经济运行",{"v":59.0832,"d":"59.08"},"否","界明村"]
[1056,"JT-界头村-车家寨台变","10kV",21.61,57.29,"经济运行",{"v":112.8816,"d":"112.88"},"否","界头村"]
[1057,"JT-界头村-大鱼塘台变","10kV",21.44,48.54,"经济运行",{"v":282.81600000000003,"d":"282.82"},"否","界头村"]
[1058,"JT-界头村-黄家山台变","10kV",6.17,21.61,"轻载",{"v":168.894,"d":"168.89"},"否","界头村"]
[1059,"JT-界头村-黄家窝台变","10kV",9.72,32.93,"轻载",{"v":65.00160000000001,"d":"65.00"},"否","界头村"]
[1060,"JT-界头村-集镇1号台变","10kV",34.11,65.59,"经济运行",{"v":186.79815,"d":"186.80"},"否","界头村"]
[1061,"JT-界头村-集镇2号台变","10kV",15.98,35.01,"轻载",{"v":302.472,"d":"302.47"},"否","界头村"]
[1062,"JT-界头村-集镇3号台变","10kV",30.86,66.29,"经济运行",{"v":248.904,"d":"248.90"},"否","界头村"]
[1063,"JT-界头村-集镇4号台变","10kV",35.31,88.39,"经济运行",{"v":232.884,"d":"232.88"},"否","界头村"]
[1064,"JT-界头村-集镇8号台变","10kV",18.95,44.7,"轻载",291.78,"否","界头村"]
[1065,"JT-界头村-集镇新增1号台变","10kV",25.77,75.47,"经济运行",{"v":210.44205,"d":"210.44"},"否","界头村"]
[1066,"JT-界头村-集镇新增4号台变","10kV",19.66,74.34,"轻载",{"v":180.765,"d":"180.77"},"否","界头村"]
[1067,"JT-界头村-蒋家坡台变","10kV",5.79,26.59,"轻载",{"v":84.789,"d":"84.79"},"否","界头村"]
[1068,"JT-界头村-界头集镇9号台变","10kV",26.59,71.02,"经济运行",{"v":208.11735000000002,"d":"208.12"},"否","界头村"]
[1069,"JT-界头村-旧街2号台变","10kV",9.21,31.31,"轻载",{"v":81.711,"d":"81.71"},"否","界头村"]
[1070,"JT-界头村-旧街台变","10kV",11.13,36.94,"轻载",{"v":127.9728,"d":"127.97"},"否","界头村"]
[1071,"JT-界头村-梅家坡2号台变","10kV",5.96,27.77,"轻载",{"v":84.63600000000001,"d":"84.64"},"否","界头村"]
[1072,"JT-界头村-梅家坡台变","10kV",18.77,59.45,"经济运行",{"v":36.5535,"d":"36.55"},"否","界头村"]
[1073,"JT-界头村-石祖坡台变","10kV",9.32,39.06,"轻载",{"v":81.61200000000001,"d":"81.61"},"否","界头村"]
[1074,"JT-界头村-王半坡台变","10kV",17.69,33.51,"轻载",{"v":118.5264,"d":"118.53"},"否","界头村"]
[1075,"JT-界头村-杨半山台变","10kV",11,37.86,"轻载",128.16,"否","界头村"]
[1076,"JT-界头村-张家坡台变","10kV",8.97,43.55,"轻载",{"v":81.927,"d":"81.93"},"否","界头村"]
[1077,"JT-界头村-周家营台变","10kV",7.42,28.3,"轻载",{"v":133.3152,"d":"133.32"},"否","界头村"]
[1078,"JT-桥头村-曾家寨台变","10kV",20.16,81.83,"轻载",{"v":57.4848,"d":"57.48"},"否","桥头村"]
[1079,"JT-桥头村-大地台变","10kV",16.15,67.6,"轻载",{"v":94.33125,"d":"94.33"},"否","桥头村"]
[1080,"JT-桥头村-大竹园台变","10kV",15.72,45.63,"轻载",{"v":121.36320000000002,"d":"121.36"},"否","桥头村"]
[1081,"JT-桥头村-集镇1号台变","10kV",28.23,79.21,"经济运行",{"v":203.46794999999997,"d":"203.47"},"否","桥头村"]
[1082,"JT-桥头村-集镇2号台变","10kV",37.11,104.25,"经济运行",{"v":141.5025,"d":"141.50"},"否","桥头村"]
[1083,"JT-桥头村-集镇4号台变","10kV",11.67,41.99,"轻载",{"v":317.988,"d":"317.99"},"否","桥头村"]
[1084,"JT-桥头村-集镇5号台变","10kV",4.03,20.68,"轻载",{"v":345.492,"d":"345.49"},"否","桥头村"]
[1085,"JT-桥头村-集镇新增1号台变","10kV",10.62,31.18,"轻载",{"v":321.768,"d":"321.77"},"否","桥头村"]
[1086,"JT-桥头村-集镇新增2号台变","10kV",4.05,13.53,"轻载",345.42,"否","桥头村"]
[1087,"JT-桥头村-集镇新增3号台变","10kV",16.15,58.26,"轻载",301.86,"否","桥头村"]
[1088,"JT-桥头村-集镇新增6号台变","10kV",11.96,34.49,"轻载",{"v":249.59340000000003,"d":"249.59"},"否","桥头村"]
[1089,"JT-桥头村-沙河1号台变","10kV",14.88,75.49,"轻载",{"v":153.216,"d":"153.22"},"否","桥头村"]
[1090,"JT-桥头村-沙河2号台变","10kV",18.41,74.78,"轻载",{"v":58.744800000000005,"d":"58.74"},"否","桥头村"]
[1091,"JT-桥头村-岳家寨台变","10kV",13.72,46.02,"轻载",{"v":97.065,"d":"97.07"},"否","桥头村"]
[1092,"JT-桥头村-周家寨台变","10kV",20.65,51.51,"轻载",{"v":114.26400000000001,"d":"114.26"},"否","桥头村"]
[1093,"JT-沙坝村-钏家寨台变","10kV",12.61,70.84,"轻载",{"v":125.84160000000001,"d":"125.84"},"否","沙坝村"]
[1094,"JT-沙坝村-董家寨台变","10kV",12.68,43.31,"轻载",{"v":157.176,"d":"157.18"},"否","沙坝村"]
[1095,"JT-沙坝村-番家寨台变","10kV",13.5,97.35,"轻载",124.56,"否","沙坝村"]
[1096,"JT-沙坝村-河边台变","10kV",18.85,79.96,"经济运行",{"v":91.29375,"d":"91.29"},"否","沙坝村"]
[1097,"JT-沙坝村-河以畔台变","10kV",6.82,27.89,"轻载",{"v":134.1792,"d":"134.18"},"否","沙坝村"]
[1098,"JT-沙坝村-吉家大寨台变","10kV",18.12,65.28,"经济运行",{"v":117.90719999999999,"d":"117.91"},"否","沙坝村"]
[1099,"JT-沙坝村-街子台变","10kV",15.58,65.06,"经济运行",{"v":94.97250000000001,"d":"94.97"},"否","沙坝村"]
[1100,"JT-沙坝村-老家寨台变","10kV",10.8,43.62,"轻载",80.28,"否","沙坝村"]
[1101,"JT-沙坝村-李家大寨台变","10kV",21.04,72.49,"经济运行",88.83,"否","沙坝村"]
[1102,"JT-沙坝村-李家小寨台变","10kV",5.81,68.3,"轻载",{"v":135.6336,"d":"135.63"},"否","沙坝村"]
[1103,"JT-沙坝村-民族队台变","10kV",8.85,33.81,"轻载",{"v":131.256,"d":"131.26"},"否","沙坝村"]
[1104,"JT-沙坝村-新安家台变","10kV",18.22,62.06,"经济运行",{"v":117.76320000000001,"d":"117.76"},"否","沙坝村"]
[1105,"JT-沙坝村-杨家山脚台变","10kV",15.05,40.99,"轻载",152.91,"否","沙坝村"]
[1106,"JT-水箐村-水箐台变","10kV",10.76,180.97,"轻载",{"v":40.158,"d":"40.16"},"否","水箐村"]
[1107,"JT-顺河村-大平地台变","10kV",19.14,54.87,"轻载",{"v":90.9675,"d":"90.97"},"否","顺河村"]
[1108,"JT-顺河村-大寨台变","10kV",11.28,29.88,"轻载",{"v":251.52120000000002,"d":"251.52"},"否","顺河村"]
[1109,"JT-顺河村-蔺家寨台变","10kV",19.39,61.4,"经济运行",{"v":116.0784,"d":"116.08"},"否","顺河村"]
[1110,"JT-顺河村-上高桥台变","10kV",26.57,50.47,"经济运行",{"v":66.087,"d":"66.09"},"否","顺河村"]
[1111,"JT-顺河村-小寨台变","10kV",14.73,46.83,"轻载",{"v":95.92875,"d":"95.93"},"否","顺河村"]
[1112,"JT-顺河村-贻远台变","10kV",13.56,51.71,"轻载",{"v":97.245,"d":"97.25"},"否","顺河村"]
[1113,"JT-顺河村-以岭干台变","10kV",13.73,50.39,"轻载",{"v":124.22879999999999,"d":"124.23"},"否","顺河村"]
[1114,"JT-顺河村-中岭干台变","10kV",20.37,57.15,"经济运行",{"v":114.6672,"d":"114.67"},"否","新庄村"]
[1115,"JT-新庄村-村公所台变","10kV",11.21,55.75,"轻载",{"v":199.7775,"d":"199.78"},"否","新庄村"]
[1116,"JT-新庄村-核桃林台变","10kV",10.89,44.71,"轻载",{"v":200.4975,"d":"200.50"},"否","新庄村"]
[1117,"JT-新庄村-胡家台变","10kV",6.43,42.07,"轻载",{"v":67.3704,"d":"67.37"},"否","新庄村"]
[1118,"JT-新庄村-黄中寨台变","10kV",7.09,30.13,"轻载",{"v":167.238,"d":"167.24"},"否","新庄村"]
[1119,"JT-新庄村-李家寨台变","10kV",7.34,32.61,"轻载",{"v":208.485,"d":"208.49"},"否","新庄村"]
[1120,"JT-新庄村-龙上寨台变","10kV",14.61,56.02,"轻载",{"v":153.702,"d":"153.70"},"否","新庄村"]
[1121,"JT-新庄村-隆中台变","10kV",8.94,31.75,"轻载",{"v":204.88500000000002,"d":"204.89"},"否","新庄村"]
[1122,"JT-新庄村-孙家台变","10kV",5.77,31.26,"轻载",{"v":169.614,"d":"169.61"},"否","新庄村"]
[1123,"JT-新庄村-索家队台变","10kV",6.99,50.88,"轻载",{"v":167.418,"d":"167.42"},"否","新庄村"]
[1124,"JT-新庄村-王家寨台变","10kV",16.91,47.7,"轻载",{"v":149.562,"d":"149.56"},"否","新庄村"]
[1125,"JT-新庄村-吴家寨台变","10kV",6.92,29.45,"轻载",209.43,"否","新庄村"]
[1126,"JT-新庄村-张家寨台变","10kV",6.67,27.82,"轻载",{"v":167.994,"d":"167.99"},"否","新庄村"]
[1127,"JT-新庄村-长坡台变","10kV",7.09,33.54,"轻载",{"v":133.7904,"d":"133.79"},"否","永乐村"]
[1128,"JT-永乐村-河边台变","10kV",6.57,27.28,"轻载",{"v":84.087,"d":"84.09"},"否","永乐村"]
[1129,"JT-永乐村-黄家寨台变","10kV",6.35,29.7,"轻载",{"v":210.7125,"d":"210.71"},"否","永乐村"]
[1130,"JT-永乐村-黄张台变","10kV",6.93,27.14,"轻载",{"v":83.76299999999999,"d":"83.76"},"否","永乐村"]
[1131,"JT-永乐村-老寨子1号台变","10kV",10.65,35.78,"轻载",{"v":160.82999999999998,"d":"160.83"},"否","永乐村"]
[1132,"JT-永乐村-老寨子2号台变","10kV",11.55,49.94,"轻载",{"v":63.684000000000005,"d":"63.68"},"否","永乐村"]
[1133,"JT-永乐村-麻栗树台变","10kV",16.73,56.07,"经济运行",{"v":74.943,"d":"74.94"},"否","永乐村"]
[1134,"JT-永乐村-桥坡台变","10kV",20.52,137.55,"轻载",{"v":71.53200000000001,"d":"71.53"},"否","永乐村"]
[1135,"JT-永乐村-孙家湾台变","10kV",11.33,58.04,"轻载",{"v":159.606,"d":"159.61"},"否","永乐村"]
[1136,"JT-永乐村-下黄寨台变","10kV",9.19,42.15,"轻载",{"v":81.729,"d":"81.73"},"否","永乐村"]
[1137,"JT-永乐村-杨家寨台变","10kV",8.19,24.66,"轻载",{"v":260.28135000000003,"d":"260.28"},"否","永乐村"]
[1138,"JT-张家营村-村委会台变","10kV",12.61,40.82,"轻载",{"v":157.302,"d":"157.30"},"否","张家营"]
[1139,"JT-张家营村-董家坡台变","10kV",21.28,54.76,"经济运行",88.56,"否","张家营"]
[1140,"JT-张家营村-吉家小寨台变","10kV",13.7,68.13,"轻载",77.67,"否","张家营"]
[1141,"JT-张家营村-李家营台变","10kV",14.81,57.88,"轻载",{"v":61.336800000000004,"d":"61.34"},"否","张家营"]
[1142,"JT-张家营村-徐家寨台变","10kV",9.04,34.53,"轻载",102.33,"否","张家营"]
[1143,"JT-张家营村-杨家寨台变","10kV",14.48,53.09,"轻载",{"v":61.5744,"d":"61.57"},"否","张家营"]
[1144,"JT-周家坡村-黄家岭台变","10kV",11.49,39.33,"轻载",{"v":127.45439999999999,"d":"127.45"},"否","周家坡"]
[1145,"JT-周家坡村-集镇1号台变","10kV",8.87,25.39,"轻载",{"v":328.068,"d":"328.07"},"否","周家坡"]
[1146,"JT-周家坡村-集镇新增1号台变","10kV",4.15,28.06,"轻载",{"v":215.6625,"d":"215.66"},"否","周家坡"]
[1147,"JT-周家坡村-麻栗山台变","10kV",18.12,138.98,"轻载",{"v":73.692,"d":"73.69"},"否","周家坡"]
[1148,"JT-周家坡村-磨盘石台变","10kV",15.58,48.49,"轻载",{"v":75.97800000000001,"d":"75.98"},"否","周家坡"]
[1149,"JT-周家坡村-小田河台变","10kV",7.68,24.88,"轻载",{"v":166.176,"d":"166.18"},"否","周家坡"]
[1150,"JT-周家坡村-杨家湾台变","10kV",7.85,25.87,"轻载",{"v":132.696,"d":"132.70"},"否","周家坡"]
[1151,"JT-周家坡村-阴灯台变","10kV",8.09,30.07,"轻载",{"v":260.56485000000004,"d":"260.56"},"否","周家坡"]
[1152,"JT-周家坡村-赵家台变","10kV",10.17,38.42,"轻载",{"v":64.67760000000001,"d":"64.68"},"否","周家坡"]
[1153,"MB-城河村-城河村大坡变台","10kV",7.56,30.01,"轻载",{"v":103.995,"d":"104.00"},"否","城河村"]
[1154,"MB-城河村-城河新村变台","10kV",8.14,33.7,"轻载",{"v":206.685,"d":"206.69"},"否","城河村"]
[1155,"MB-城河村-大鱼塘变台","10kV",8.32,32.71,"轻载",103.14,"否","城河村"]
[1156,"MB-城河村-回湾新寨变台","10kV",14.53,96.78,"轻载",{"v":38.4615,"d":"38.46"},"否","城河村"]
[1157,"MB-城河村-马见坡变台","10kV",1.8,29.98,"轻载",{"v":176.76000000000002,"d":"176.76"},"否","城河村"]
[1158,"MB-城河村-曼柳沟变台","10kV",2.21,23.59,"轻载",{"v":70.4088,"d":"70.41"},"否","城河村"]
[1159,"MB-城河村-坪场变台","10kV",12.35,34.89,"轻载",157.77,"否","城河村"]
[1160,"MB-城河村-坡脚变台","10kV",6.44,59.5,"轻载",{"v":168.40800000000002,"d":"168.41"},"否","城河村"]
[1161,"MB-城河村-桤木湾变台","10kV",9.43,50.02,"轻载",{"v":65.2104,"d":"65.21"},"否","城河村"]
[1162,"MB-城河村-瑞阳新村变台","10kV",9.1,34.76,"轻载",{"v":204.525,"d":"204.53"},"否","城河村"]
[1163,"MB-城河村-三山变台","10kV",7.07,29.78,"轻载",{"v":167.27400000000003,"d":"167.27"},"否","城河村"]
[1164,"MB-城河村-域景亭变台","10kV",9.56,31.12,"轻载",{"v":130.23360000000002,"d":"130.23"},"否","城河村"]
[1165,"MB-红豆树村-苍铺塘变台","10kV",8.44,30.61,"轻载",{"v":131.84640000000002,"d":"131.85"},"否","红豆树村"]
[1166,"MB-红豆树村-城子门1#变台","10kV",20.91,63.96,"轻载",{"v":142.36200000000002,"d":"142.36"},"否","红豆树村"]
[1167,"MB-红豆树村-城子门2#变台","10kV",12.11,45.75,"轻载",{"v":158.202,"d":"158.20"},"否","红豆树村"]
[1168,"MB-红豆树村-大坡变台","10kV",8.88,33.45,"轻载",{"v":164.01600000000002,"d":"164.02"},"否","红豆树村"]
[1169,"MB-红豆树村-韩家寨变台","10kV",16.07,122.68,"经济运行",{"v":120.85920000000002,"d":"120.86"},"否","红豆树村"]
[1170,"MB-红豆树村-河底变台","10kV",10.25,64.74,"轻载",{"v":80.775,"d":"80.78"},"否","红豆树村"]
[1171,"MB-红豆树村-红豆树集镇变台","10kV",17.09,42.42,"轻载",{"v":149.238,"d":"149.24"},"否","红豆树村"]
[1172,"MB-红豆树村-红豆新村变台","10kV",1.46,7.26,"轻载",{"v":279.3609,"d":"279.36"},"否","红豆树村"]
[1173,"MB-红豆树村-荒山变台","10kV",12.15,159.86,"轻载",{"v":63.252,"d":"63.25"},"否","红豆树村"]
[1174,"MB-红豆树村-老寨子变台","10kV",7.04,36.86,"轻载",{"v":83.664,"d":"83.66"},"否","红豆树村"]
[1175,"MB-红豆树村-李家湾搬迁点变台","10kV",3.37,18.37,"轻载",{"v":173.934,"d":"173.93"},"否","红豆树村"]
[1176,"MB-红豆树村-里中山变台","10kV",4.11,15.99,"轻载",{"v":69.0408,"d":"69.04"},"否","红豆树村"]
[1177,"MB-红豆树村-穆家寨变台","10kV",21.26,59.86,"轻载",{"v":70.866,"d":"70.87"},"否","红豆树村"]
[1178,"MB-红豆树村-年佳山B1变台","10kV",6.92,23.43,"轻载",209.43,"否","红豆树村"]
[1179,"MB-红豆树村-年佳山B2变台","10kV",1.55,7.27,"轻载",177.21,"否","红豆树村"]
[1180,"MB-红豆树村-坪子寨变台","10kV",10.39,45.19,"轻载",{"v":80.649,"d":"80.65"},"否","红豆树村"]
[1181,"MB-红豆树村-土建变台","10kV",10.38,33.28,"轻载",{"v":161.316,"d":"161.32"},"否","红豆树村"]
[1182,"MB-红豆树村-外中山变台","10kV",5.23,22.81,"轻载",{"v":170.58599999999998,"d":"170.59"},"否","红豆树村"]
[1183,"MB-红豆树村-湾子寨变台","10kV",6.11,30.27,"轻载",{"v":135.20159999999998,"d":"135.20"},"否","红豆树村"]
[1184,"MB-红豆树村-小云盘变台","10kV",5.15,18.16,"轻载",170.73,"否","红豆树村"]
[1185,"MB-红豆树村-新田坡变台","10kV",7.89,23.27,"轻载",{"v":66.31920000000001,"d":"66.32"},"否","红豆树村"]
[1186,"MB-红豆树村-杨柳洼变台","10kV",7.61,28.69,"轻载",{"v":103.93875,"d":"103.94"},"否","红豆树村"]
[1187,"MB-老桥头村-老桥头变台","10kV",6.75,25.16,"轻载",{"v":264.36375000000004,"d":"264.36"},"否","老桥头村"]
[1188,"MB-老桥头村-老桥头异地扶贫搬迁点变台","10kV",9.19,46.68,"轻载",{"v":326.916,"d":"326.92"},"否","老桥头村"]
[1189,"MB-老桥头村-龙塘变台","10kV",5.59,20.6,"轻载",{"v":169.938,"d":"169.94"},"否","老桥头村"]
[1190,"MB-老桥头村-响水湾1#变台","10kV",6.15,27.83,"轻载",{"v":135.144,"d":"135.14"},"否","老桥头村"]
[1191,"MB-老桥头村-响水湾2#变台","10kV",9.13,47.89,"轻载",{"v":40.8915,"d":"40.89"},"否","老桥头村"]
[1192,"MB-老桥头村-小蒲田变台","10kV",3.27,17.25,"轻载",{"v":139.2912,"d":"139.29"},"否","老桥头村"]
[1193,"MB-马场村-打甸塘变台","10kV",8.82,72.54,"轻载",{"v":24.6186,"d":"24.62"},"否","马场村"]
[1194,"MB-马场村-大云盘新村变台","10kV",3.48,35.92,"轻载",{"v":273.6342,"d":"273.63"},"否","马场村"]
[1195,"MB-马场村-段家坡变台","10kV",6.55,31.73,"轻载",{"v":67.284,"d":"67.28"},"否","马场村"]
[1196,"MB-马场村-风吹坡变台","10kV",5.6,19.51,"轻载",{"v":212.4,"d":"212.40"},"否","马场村"]
[1197,"MB-马场村-河边寨变台","10kV",6.61,33.77,"轻载",{"v":67.24080000000001,"d":"67.24"},"否","马场村"]
[1198,"MB-马场村-金田坡头变台","10kV",0.75,11.44,"轻载",{"v":111.65625,"d":"111.66"},"否","马场村"]
[1199,"MB-马场村-马场集镇变台","10kV",10.84,39.78,"轻载",{"v":252.7686,"d":"252.77"},"否","马场村"]
[1200,"MB-马场村-马场寨子变台","10kV",5.33,22.07,"轻载",{"v":136.3248,"d":"136.32"},"否","马场村"]
[1201,"MB-马场村-牛尾巴山变台","10kV",4.89,36.57,"轻载",{"v":42.7995,"d":"42.80"},"否","马场村"]
[1202,"MB-马场村-平坡头变台","10kV",12.26,63.49,"轻载",{"v":39.483,"d":"39.48"},"否","马场村"]
[1203,"MB-马场村-坡头寨变台","10kV",1.41,8.47,"轻载",{"v":88.73100000000001,"d":"88.73"},"否","马场村"]
[1204,"MB-马场村-沙家村变台","10kV",11.43,42.46,"轻载",{"v":127.54079999999999,"d":"127.54"},"否","马场村"]
[1205,"MB-马场村-山岭果树变台","10kV",9.02,46.43,"轻载",{"v":40.941,"d":"40.94"},"否","马场村"]
[1206,"MB-马场村-石头山变台","10kV",9.49,73.49,"轻载",{"v":65.16720000000001,"d":"65.17"},"否","马场村"]
[1207,"MB-马场村-新家地变台","10kV",6.32,24.38,"轻载",105.39,"否","马场村"]
[1208,"MB-马场村-杨柳沟变台","10kV",7.97,39.32,"轻载",{"v":41.4135,"d":"41.41"},"否","马场村"]
[1209,"MB-马场村-樱桃树变台","10kV",2.84,37.63,"轻载",{"v":26.2332,"d":"26.23"},"否","马场村"]
[1210,"MB-马场村-澡塘山变台","10kV",15.9,65.33,"轻载",{"v":60.552,"d":"60.55"},"否","马场村"]
[1211,"MB-马场村-长岭干变台","10kV",5.61,25.81,"轻载",{"v":106.18875,"d":"106.19"},"否","马场村"]
[1212,"MB-马家村-大水井大板桥变台","10kV",11.7,35.38,"轻载",158.94,"否","马场村"]
[1213,"MB-马家村-大园子坡变台","10kV",6.92,24.62,"轻载",{"v":134.0352,"d":"134.04"},"否","马场村"]
[1214,"MB-马家村-花桥变台","10kV",13.59,48.65,"轻载",{"v":244.97235000000003,"d":"244.97"},"否","马场村"]
[1215,"MB-马家村-清水河变台","10kV",8.89,27.74,"轻载",{"v":131.19840000000002,"d":"131.20"},"否","马场村"]
[1216,"MB-马家村-吴家寨变台","10kV",19.11,63.17,"轻载",{"v":72.801,"d":"72.80"},"否","马场村"]
[1217,"MB-马家村-樱桃树变台","10kV",13.6,64.47,"轻载",38.88,"否","马场村"]
[1218,"MB-马家村-张家坡姚家沟变台","10kV",12.48,104.47,"轻载",{"v":126.02879999999999,"d":"126.03"},"否","马场村"]
[1219,"MB-曼乃村-大曼乃变台","10kV",9.88,38.29,"轻载",{"v":162.216,"d":"162.22"},"否","曼乃村"]
[1220,"MB-曼乃村-马家寨变台","10kV",9.27,25.03,"轻载",{"v":163.31400000000002,"d":"163.31"},"否","曼乃村"]
[1221,"MB-曼乃村-曼赛变台","10kV",7.71,31.36,"轻载",{"v":132.89759999999998,"d":"132.90"},"否","曼乃村"]
[1222,"MB-曼乃村-上曼东变台","10kV",9.62,29,"轻载",{"v":203.355,"d":"203.36"},"否","曼乃村"]
[1223,"MB-曼乃村-下曼东变台","10kV",9.33,33.4,"轻载",{"v":204.00750000000002,"d":"204.01"},"否","曼乃村"]
[1224,"MB-曼乃村-小曼乃变台","10kV",10.28,30.47,"轻载",{"v":322.992,"d":"322.99"},"否","曼乃村"]
[1225,"MB-芒棒村-城子山变台","10kV",13.56,31.88,"轻载",{"v":97.245,"d":"97.25"},"否","芒棒村"]
[1226,"MB-芒棒村-大竹村变台","10kV",13.18,60.07,"轻载",{"v":246.1347,"d":"246.13"},"否","芒棒村"]
[1227,"MB-芒棒村-芒棒集镇1#变台","10kV",36.31,88.2,"经济运行",{"v":229.284,"d":"229.28"},"否","芒棒村"]
[1228,"MB-芒棒村-芒棒集镇2#变台","10kV",39.95,87.23,"经济运行",216.18,"否","芒棒村"]
[1229,"MB-芒棒村-芒棒集镇3#变台","10kV",13.32,55.52,"轻载",{"v":312.04800000000006,"d":"312.05"},"否","芒棒村"]
[1230,"MB-芒棒村-田心坝变台","10kV",3.78,17.53,"轻载",{"v":138.5568,"d":"138.56"},"否","芒棒村"]
[1231,"MB-芒棒村-岩子头变台","10kV",11.81,34.85,"经济运行",{"v":198.4275,"d":"198.43"},"否","芒棒村"]
[1232,"MB-张家村-晁家营变台","10kV",15.17,52.96,"轻载",{"v":190.8675,"d":"190.87"},"否","张家村"]
[1233,"MB-张家村-侯家庄变台","10kV",8.32,31.89,"轻载",{"v":132.01919999999998,"d":"132.02"},"否","张家村"]
[1234,"MB-张家村-旧关变台","10kV",9.5,32.6,"轻载",{"v":130.32000000000002,"d":"130.32"},"否","张家村"]
[1235,"MB-张家村-麦子田1#变台","10kV",10.49,35.1,"轻载",{"v":161.11800000000002,"d":"161.12"},"否","张家村"]
[1236,"MB-张家村-麦子田2#变台","10kV",9.57,35.31,"轻载",{"v":130.2192,"d":"130.22"},"否","张家村"]
[1237,"MB-张家村-张家村变台","10kV",9.93,35.72,"轻载",{"v":162.126,"d":"162.13"},"否","张家村"]
[1238,"MZ-保家村-饱谷村台变","10kV",9.67,40.69,"轻载",{"v":162.594,"d":"162.59"},"否","保家村"]
[1239,"MZ-保家村-茶子园台变","10kV",33.03,66.67,"经济运行",{"v":120.546,"d":"120.55"},"否","保家村"]
[1240,"MZ-保家村-大齐起台变","10kV",13.41,35.44,"轻载",{"v":311.72400000000005,"d":"311.72"},"否","保家村"]
[1241,"MZ-保家村-高寨子台变","10kV",15.18,58.8,"轻载",{"v":76.338,"d":"76.34"},"否","保家村"]
[1242,"MZ-保家村-集镇1号台变","10kV",35.51,90.72,"经济运行",{"v":182.82915000000003,"d":"182.83"},"否","保家村"]
[1243,"MZ-保家村-集镇2号台变","10kV",16.44,41.43,"轻载",{"v":300.81600000000003,"d":"300.82"},"否","保家村"]
[1244,"MZ-保家村-集镇3号台变","10kV",35.15,64.89,"经济运行",{"v":233.45999999999998,"d":"233.46"},"否","保家村"]
[1245,"MZ-保家村-集镇4号台变","10kV",29.92,87.49,"经济运行",{"v":126.144,"d":"126.14"},"否","保家村"]
[1246,"MZ-保家村-集镇5号变台","10kV",16.32,43.64,"轻载",{"v":301.24800000000005,"d":"301.25"},"否","保家村"]
[1247,"MZ-保家村-旧村台变","10kV",13.8,33.62,"轻载",{"v":244.37699999999998,"d":"244.38"},"否","保家村"]
[1248,"MZ-保家村-面街台变","10kV",9.09,33.34,"轻载",{"v":327.276,"d":"327.28"},"否","保家村"]
[1249,"MZ-保家村-西山脚台变","10kV",10.92,45.02,"轻载",{"v":128.27519999999998,"d":"128.28"},"否","保家村"]
[1250,"MZ-保家村-中村台变","10kV",10.51,21.41,"轻载",{"v":322.164,"d":"322.16"},"否","保家村"]
[1251,"MZ-朝云村-朝云12-14社台变","10kV",4.73,14.19,"轻载",{"v":214.3575,"d":"214.36"},"否","朝云村"]
[1252,"MZ-朝云村-朝云4-11社1号台变","10kV",8.67,23.33,"轻载",{"v":258.92055,"d":"258.92"},"否","朝云村"]
[1253,"MZ-朝云村-朝云4-11社2号台变","10kV",5.78,20.66,"轻载",{"v":267.1137,"d":"267.11"},"否","朝云村"]
[1254,"MZ-朝云村-大花树台变","10kV",14.24,27.02,"轻载",192.96,"否","朝云村"]
[1255,"MZ-朝云村-大团坡台变","10kV",4.99,17.89,"轻载",{"v":213.7725,"d":"213.77"},"否","朝云村"]
[1256,"MZ-打云村-打云二区台变","10kV",6.84,22.21,"轻载",209.61,"否","打云村"]
[1257,"MZ-打云村-打云一区台变","10kV",40.19,107.97,"重载",{"v":134.57250000000002,"d":"134.57"},"否","打云村"]
[1258,"MZ-打云村-大坡头台变","10kV",4.98,23.6,"轻载",{"v":42.759,"d":"42.76"},"否","打云村"]
[1259,"MZ-打云村-花棚台变","10kV",15.33,40.54,"轻载",{"v":95.25375000000001,"d":"95.25"},"否","打云村"]
[1260,"MZ-和睦村-和睦1-2社台变","10kV",9.88,26.37,"轻载",202.77,"否","和睦村"]
[1261,"MZ-和睦村-和睦3-4社台变","10kV",9.7,29.61,"轻载",162.54,"否","和睦村"]
[1262,"MZ-和睦村-红木树台变","10kV",6.91,26.68,"轻载",{"v":209.4525,"d":"209.45"},"否","和睦村"]
[1263,"MZ-三联村-大河B1台变","10kV",7.47,24.88,"轻载",{"v":166.554,"d":"166.55"},"否","三联村"]
[1264,"MZ-三联村-大河B2台变","10kV",7.7,24.27,"轻载",{"v":207.675,"d":"207.68"},"否","三联村"]
[1265,"MZ-三联村-坡上村1号台变","10kV",7.56,24.99,"轻载",{"v":262.06739999999996,"d":"262.07"},"否","三联村"]
[1266,"MZ-三联村-坡上村2号台变","10kV",6.27,17.05,"轻载",{"v":337.428,"d":"337.43"},"否","三联村"]
[1267,"MZ-三联村-三联B1台变","10kV",12.63,28.66,"轻载",{"v":314.53200000000004,"d":"314.53"},"否","三联村"]
[1268,"MZ-三联村-三联B2台变","10kV",7.18,23.58,"轻载",{"v":334.152,"d":"334.15"},"否","三联村"]
[1269,"MZ-三联村-三联B3台变","10kV",6.86,19.61,"轻载",{"v":335.30400000000003,"d":"335.30"},"否","三联村"]
[1270,"MZ-三联村-三联B4台变","10kV",7.32,22.57,"轻载",{"v":333.648,"d":"333.65"},"否","三联村"]
[1271,"MZ-三联村-三联B5台变","10kV",10.01,26.28,"轻载",{"v":323.964,"d":"323.96"},"否","三联村"]
[1272,"MZ-三联村-三联B6台变","10kV",19.54,54.52,"经济运行",{"v":228.10410000000002,"d":"228.10"},"否","三联村"]
[1273,"MZ-三联村-三联集镇台变","10kV",3.32,13.86,"轻载",{"v":174.02400000000003,"d":"174.02"},"否","三联村"]
[1274,"MZ-三联村-石竹坝台变","10kV",13.85,29.46,"轻载",{"v":62.028000000000006,"d":"62.03"},"否","三联村"]
[1275,"MZ-兴华村-大白坟台变","10kV",8.89,22.37,"轻载",{"v":163.998,"d":"164.00"},"否","兴华村"]
[1276,"MZ-兴华村-大洼子台变","10kV",7.33,23.12,"轻载",{"v":66.7224,"d":"66.72"},"否","兴华村"]
[1277,"MZ-兴华村-沟坡头1号台变","10kV",10.52,26.55,"轻载",{"v":322.12800000000004,"d":"322.13"},"否","兴华村"]
[1278,"MZ-兴华村-沟坡头2号台变","10kV",8.13,22.91,"轻载",{"v":165.366,"d":"165.37"},"否","兴华村"]
[1279,"MZ-兴华村-小团坡台变","10kV",7.51,25.75,"轻载",{"v":104.05125,"d":"104.05"},"否","兴龙村"]
[1280,"MZ-兴华村-兴华集镇台变","10kV",22.99,42.41,"轻载",{"v":277.23600000000005,"d":"277.24"},"否","兴龙村"]
[1281,"MZ-兴龙村-大石板台变","10kV",7.63,30.73,"轻载",{"v":83.13300000000001,"d":"83.13"},"否","兴龙村"]
[1282,"MZ-兴龙村-大水平台变","10kV",6.56,26.68,"轻载",{"v":134.5536,"d":"134.55"},"否","兴龙村"]
[1283,"MZ-兴龙村-大寨子1号台变","10kV",9.73,28.93,"轻载",{"v":129.9888,"d":"129.99"},"否","兴龙村"]
[1284,"MZ-兴龙村-大寨子2号台变","10kV",7.48,21.57,"轻载",208.17,"否","兴龙村"]
[1285,"MZ-兴龙村-陡坡脚台变","10kV",5.51,24.44,"轻载",{"v":68.0328,"d":"68.03"},"否","兴龙村"]
[1286,"MZ-兴龙村-胡家1号台变","10kV",8.28,21.99,"轻载",{"v":165.096,"d":"165.10"},"否","兴龙村"]
[1287,"MZ-兴龙村-胡家2号台变","10kV",7.39,20.16,"轻载",{"v":333.396,"d":"333.40"},"否","兴龙村"]
[1288,"MZ-兴龙村-胡家3号台变","10kV",7.98,18.15,"轻载",{"v":331.272,"d":"331.27"},"否","兴龙村"]
[1289,"MZ-兴龙村-坪上台变","10kV",6.86,22.47,"轻载",{"v":335.30400000000003,"d":"335.30"},"否","兴龙村"]
[1290,"MZ-兴龙村-坪下台变","10kV",9.77,23.12,"轻载",{"v":255.80204999999998,"d":"255.80"},"否","兴龙村"]
[1291,"MZ-兴龙村-箐坡1号台变","10kV",9.92,28.32,"轻载",202.68,"否","兴龙村"]
[1292,"MZ-兴龙村-箐坡2号台变","10kV",23.91,56.31,"经济运行",{"v":109.56960000000001,"d":"109.57"},"否","兴龙村"]
[1293,"MZ-兴龙村-田边1号台变","10kV",6.02,19.77,"轻载",{"v":338.32800000000003,"d":"338.33"},"否","兴龙村"]
[1294,"MZ-兴龙村-田边2号台变","10kV",6.26,27.39,"轻载",{"v":134.9856,"d":"134.99"},"否","兴龙村"]
[1295,"MZ-兴龙村-新家台变","10kV",17.73,41.88,"轻载",{"v":118.4688,"d":"118.47"},"否","兴龙村"]
[1296,"MZ-兴龙村-新寨台变","10kV",13.39,29.79,"轻载",{"v":245.53935,"d":"245.54"},"否","兴龙村"]
[1297,"MZ-兴龙村-兴龙街台变","10kV",9.82,81.02,"轻载",{"v":202.905,"d":"202.91"},"否","兴龙村"]
[1298,"MZ-兴龙村-杨家台变","10kV",9.86,25.35,"轻载",{"v":255.54690000000002,"d":"255.55"},"否","兴龙村"]
[1299,"MZ-云华村-河头台变","10kV",24.71,73.05,"经济运行",{"v":54.208800000000004,"d":"54.21"},"否","云华村"]
[1300,"MZ-云华村-花坡台变","10kV",14.26,49.97,"轻载",{"v":38.583,"d":"38.58"},"否","云华村"]
[1301,"MZ-云华村-黄土坡台变","10kV",22.78,57.36,"经济运行",{"v":86.8725,"d":"86.87"},"否","云华村"]
[1302,"MZ-云华村-岭干寨台变","10kV",24.07,50.82,"经济运行",{"v":215.26155000000003,"d":"215.26"},"否","云华村"]
[1303,"MZ-云华村-王家坝台变","10kV",19.19,54.21,"经济运行",{"v":116.3664,"d":"116.37"},"否","云华村"]
[1304,"MZ-云华村-响水沟台变","10kV",13.22,68.42,"轻载",{"v":97.6275,"d":"97.63"},"否","云华村"]
[1305,"MZ-云华村-小河底台变","10kV",14.28,46.54,"轻载",{"v":61.718399999999995,"d":"61.72"},"否","云华村"]
[1306,"PC-坝外村-坝外村公所台变","10kV",16.28,63.92,"轻载",{"v":150.696,"d":"150.70"},"否","坝外村"]
[1307,"PC-坝外村-坝外大寨台变","10kV",8.94,27.14,"轻载",{"v":327.81600000000003,"d":"327.82"},"否","坝外村"]
[1308,"PC-坝外村-坝外小寨台变","10kV",6.23,20.74,"轻载",{"v":265.83795,"d":"265.84"},"否","坝外村"]
[1309,"PC-坝外村-布彦台变","10kV",9.1,31.01,"轻载",163.62,"否","坝外村"]
[1310,"PC-坝外村-旧寨烤烟房台变","10kV",0.75,10.64,"轻载",{"v":44.6625,"d":"44.66"},"否","坝外村"]
[1311,"PC-坝外村-旧寨台变","10kV",15.53,49.28,"经济运行",{"v":95.02875,"d":"95.03"},"否","坝外村"]
[1312,"PC-坝外村-老五寨台变","10kV",12.81,48.8,"轻载",{"v":98.08875,"d":"98.09"},"否","坝外村"]
[1313,"PC-坝外村-曼东东上台变","10kV",10.22,37.13,"轻载",{"v":64.6416,"d":"64.64"},"否","坝外村"]
[1314,"PC-坝外村-曼东东下台变","10kV",5.66,23.01,"轻载",{"v":106.1325,"d":"106.13"},"否","坝外村"]
[1315,"PC-坝外村-锡票1台变","10kV",10.71,30.34,"轻载",{"v":253.13715000000002,"d":"253.14"},"否","坝外村"]
[1316,"PC-坝外村-锡票2台变","10kV",19.87,141.74,"轻载",{"v":72.117,"d":"72.12"},"否","坝外村"]
[1317,"PC-坝外村-锡票3台变","10kV",3.72,25.75,"轻载",{"v":43.326,"d":"43.33"},"否","坝外村"]
[1318,"PC-坝外村-小曼帕台变","10kV",12.47,45.05,"轻载",{"v":98.47125,"d":"98.47"},"否","坝外村"]
[1319,"PC-大曼别村-从干台变","10kV",5.32,25.1,"轻载",{"v":136.3392,"d":"136.34"},"否","大曼别村"]
[1320,"PC-大曼别村-村公所台变","10kV",6.76,24,"轻载",209.79,"否","大曼别村"]
[1321,"PC-大曼别村-回龙寨1#号台变","10kV",9.19,32.5,"轻载",{"v":204.32250000000002,"d":"204.32"},"否","大曼别村"]
[1322,"PC-大曼别村-回龙寨2#号台变","10kV",7.73,37,"轻载",{"v":132.86880000000002,"d":"132.87"},"否","大曼别村"]
[1323,"PC-大曼别村-小寨子台变","10kV",10.18,43.08,"轻载",{"v":129.3408,"d":"129.34"},"否","大曼别村"]
[1324,"PC-户弄村-黑石河台变","10kV",5.81,21.67,"轻载",{"v":105.96375,"d":"105.96"},"否","户弄村"]
[1325,"PC-户弄村-老关吐台变","10kV",12.66,63.87,"轻载",{"v":62.8848,"d":"62.88"},"否","户弄村"]
[1326,"PC-户弄村-老户弄台变","10kV",9.24,37.91,"轻载",{"v":65.3472,"d":"65.35"},"否","户弄村"]
[1327,"PC-户弄村-曼帕山1台变","10kV",10.51,64.61,"轻载",{"v":64.4328,"d":"64.43"},"否","户弄村"]
[1328,"PC-户弄村-曼帕山2台变","10kV",6.37,32.5,"轻载",{"v":84.267,"d":"84.27"},"否","户弄村"]
[1329,"PC-户弄村-那来台变","10kV",5.72,23.3,"轻载",{"v":106.065,"d":"106.07"},"否","户弄村"]
[1330,"PC-户弄村-上勐来台变","10kV",7.37,24.29,"轻载",{"v":208.4175,"d":"208.42"},"否","户弄村"]
[1331,"PC-户弄村-细鱼台变","10kV",8.19,39.55,"轻载",{"v":132.20640000000003,"d":"132.21"},"否","户弄村"]
[1332,"PC-户弄村-下勐来台变","10kV",6.88,28.57,"轻载",{"v":67.04639999999999,"d":"67.05"},"否","户弄村"]
[1333,"PC-户弄村-小关吐台变","10kV",15.69,65.37,"轻载",{"v":60.70320000000001,"d":"60.70"},"否","户弄村"]
[1334,"PC-户弄村-新关吐台变","10kV",8.4,36.13,"轻载",103.05,"否","户弄村"]
[1335,"PC-户弄村-新户弄台变","10kV",8.34,28.56,"轻载",{"v":103.1175,"d":"103.12"},"否","户弄村"]
[1336,"PC-户弄村-依彩台变","10kV",11.37,40.29,"轻载",{"v":127.6272,"d":"127.63"},"否","户弄村"]
[1337,"PC-龙朝村-村公所台变","10kV",7.96,26.4,"轻载",{"v":260.9334,"d":"260.93"},"否","龙朝村"]
[1338,"PC-龙朝村-大窝子台变","10kV",6.82,29.99,"轻载",{"v":134.1792,"d":"134.18"},"否","龙朝村"]
[1339,"PC-龙朝村-滚塘台变","10kV",6.71,35.33,"轻载",{"v":209.9025,"d":"209.90"},"否","龙朝村"]
[1340,"PC-龙朝村-汉坝寨台变","10kV",7.87,28.02,"轻载",{"v":261.18855,"d":"261.19"},"否","龙朝村"]
[1341,"PC-龙朝村-黑果园台变","10kV",10.21,38.28,"轻载",{"v":101.01375,"d":"101.01"},"否","龙朝村"]
[1342,"PC-龙朝村-户蚌1#台变","10kV",7.53,25.64,"轻载",{"v":332.892,"d":"332.89"},"否","龙朝村"]
[1343,"PC-龙朝村-户蚌2#台变","10kV",9.2,32.43,"轻载",81.72,"否","龙朝村"]
[1344,"PC-龙朝村-龙朝社台变","10kV",9.1,66.04,"轻载",163.62,"否","龙朝村"]
[1345,"PC-龙朝村-南京地台变","10kV",12.88,55.78,"轻载",{"v":78.408,"d":"78.41"},"否","龙朝村"]
[1346,"PC-龙朝村-水井凹台变","10kV",11.89,25.17,"轻载",{"v":63.4392,"d":"63.44"},"否","龙朝村"]
[1347,"PC-龙朝村-杨梅坡台变","10kV",8.92,31.76,"轻载",{"v":81.972,"d":"81.97"},"否","龙朝村"]
[1348,"PC-曼朵村-百花树台变","10kV",13.21,52.76,"轻载",{"v":62.488800000000005,"d":"62.49"},"否","曼朵村"]
[1349,"PC-曼朵村-老牛圈台变","10kV",4.79,18.94,"轻载",{"v":85.689,"d":"85.69"},"否","曼朵村"]
[1350,"PC-曼朵村-李子园台变","10kV",10.04,26.62,"轻载",{"v":255.03660000000002,"d":"255.04"},"否","曼朵村"]
[1351,"PC-曼朵村-曼堆台变","10kV",11.74,32.12,"轻载",{"v":250.21710000000002,"d":"250.22"},"否","曼朵村"]
[1352,"PC-曼朵村-曼朵台变","10kV",7.53,26.44,"轻载",{"v":332.892,"d":"332.89"},"否","曼朵村"]
[1353,"PC-曼朵村-曼巷台变","10kV",13.24,41.5,"轻载",195.21,"否","曼朵村"]
[1354,"PC-曼朵村-沙田坡台变","10kV",8.52,47.57,"轻载",{"v":41.166000000000004,"d":"41.17"},"否","曼朵村"]
[1355,"PC-曼朵村-外边寨1#台变","10kV",5.02,18.16,"轻载",{"v":136.7712,"d":"136.77"},"否","曼朵村"]
[1356,"PC-曼朵村-外边寨台变","10kV",1.41,9.31,"轻载",{"v":88.73100000000001,"d":"88.73"},"否","曼朵村"]
[1357,"PC-曼朵村-以边寨台变","10kV",9.16,35.84,"轻载",{"v":81.756,"d":"81.76"},"否","曼朵村"]
[1358,"PC-曼朵村-中间寨1#号台变","10kV",10.09,47.5,"轻载",{"v":80.919,"d":"80.92"},"否","曼朵村"]
[1359,"PC-曼朵村-中间寨台变","10kV",4.04,19.4,"轻载",{"v":86.36399999999999,"d":"86.36"},"否","曼朵村"]
[1360,"PC-曼岐村-板家地台变","10kV",11.96,42.15,"轻载",{"v":39.617999999999995,"d":"39.62"},"否","曼岐村"]
[1361,"PC-茅草地村-大摆坡1号台变","10kV",7.23,25.03,"轻载",{"v":263.00295,"d":"263.00"},"否","茅草地村"]
[1362,"PC-茅草地村-大摆坡2号台变","10kV",7.84,25.43,"轻载",207.36,"否","茅草地村"]
[1363,"PC-茅草地村-大心田台变","10kV",0.55,8.43,"轻载",{"v":71.604,"d":"71.60"},"否","茅草地村"]
[1364,"PC-茅草地村-茅草地B1台变","10kV",4.35,20.39,"轻载",{"v":68.868,"d":"68.87"},"否","茅草地村"]
[1365,"PC-茅草地村-茅草地B2台变","10kV",27.85,113.18,"重载",{"v":81.16875,"d":"81.17"},"否","茅草地村"]
[1366,"PC-茅草地村-柒家寨台变","10kV",6.12,29.33,"轻载",{"v":135.1872,"d":"135.19"},"否","茅草地村"]
[1367,"PC-米果村-河边寨B1台变","10kV",9.97,60.83,"轻载",{"v":162.054,"d":"162.05"},"否","茅草地村"]
[1368,"PC-米果村-河边寨B2台变","10kV",4.21,27.17,"轻载",{"v":107.76375,"d":"107.76"},"否","米果村"]
[1369,"PC-米果村-米果村大寨子台变","10kV",12.91,43.31,"轻载",{"v":125.4096,"d":"125.41"},"否","米果村"]
[1370,"PC-米果村-米果社区大寨子台变","10kV",1.95,9.81,"轻载",176.49,"否","米果村"]
[1371,"PC-米果村-米果新寨台变","10kV",7.03,35.14,"轻载",{"v":209.1825,"d":"209.18"},"否","米果村"]
[1372,"PC-米果村-三家寨台变","10kV",7.18,61.77,"轻载",{"v":133.6608,"d":"133.66"},"否","米果村"]
[1373,"PC-米果村-山箐台变","10kV",2.33,8.79,"轻载",{"v":140.6448,"d":"140.64"},"否","米果村"]
[1374,"PC-坪山村-大坪子2#台变","10kV",3.25,15.5,"轻载",{"v":87.075,"d":"87.08"},"否","坪山村"]
[1375,"PC-坪山村-大坪子台变","10kV",11.64,44.45,"轻载",{"v":159.048,"d":"159.05"},"否","坪山村"]
[1376,"PC-坪山村-凤来大寨台变","10kV",6.37,27.26,"轻载",{"v":210.6675,"d":"210.67"},"否","坪山村"]
[1377,"PC-坪山村-凤来小寨台变","10kV",7.38,28.95,"轻载",{"v":166.716,"d":"166.72"},"否","坪山村"]
[1378,"PC-坪山村-黄笋棚台变","10kV",5.65,38.2,"轻载",{"v":67.932,"d":"67.93"},"否","坪山村"]
[1379,"PC-坪山村-坪山村公所台变","10kV",5.35,29.54,"轻载",{"v":85.185,"d":"85.19"},"否","坪山村"]
[1380,"PC-坪山村-饶家寨台变","10kV",9.02,48.42,"轻载",{"v":40.941,"d":"40.94"},"否","坪山村"]
[1381,"PC-坪山村-维新寨台变","10kV",9.6,35.11,"轻载",{"v":256.284,"d":"256.28"},"否","坪山村"]
[1382,"PC-坪山村-新街营台变","10kV",7.85,28.84,"轻载",165.87,"否","坪山村"]
[1383,"PC-坪山村-新田台变","10kV",4,31.13,"轻载",{"v":216,"d":"216.00"},"否","坪山村"]
[1384,"PC-坪山村-一把伞2#台变","10kV",4.49,35.98,"轻载",{"v":85.959,"d":"85.96"},"否","坪山村"]
[1385,"PC-坪山村-一把伞台变","10kV",7.88,46.36,"轻载",{"v":82.908,"d":"82.91"},"否","坪山村"]
[1386,"PC-坪山村-赵家寨台变","10kV",11.77,36.18,"轻载",{"v":127.05120000000001,"d":"127.05"},"否","坪山村"]
[1387,"PC-清河村-菜地台变","10kV",9.63,33.9,"轻载",{"v":65.0664,"d":"65.07"},"否","清河村"]
[1388,"PC-清河村-董家地台变","10kV",1.99,14.52,"轻载",{"v":44.1045,"d":"44.10"},"否","清河村"]
[1389,"PC-清河村-灰苍社台变","10kV",5.05,14.42,"轻载",341.82,"否","清河村"]
[1390,"PC-清河村-灰苍新村台变","10kV",5.57,22.18,"轻载",{"v":169.97400000000002,"d":"169.97"},"否","清河村"]
[1391,"PC-清河村-火麻地台变","10kV",7.43,29.95,"轻载",{"v":104.14125000000001,"d":"104.14"},"否","清河村"]
[1392,"PC-清河村-老毛头台变","10kV",7.61,23.52,"轻载",{"v":166.302,"d":"166.30"},"否","清河村"]
[1393,"PC-清河村-老铺子台变","10kV",12.39,28.97,"轻载",{"v":126.15839999999999,"d":"126.16"},"否","清河村"]
[1394,"PC-清河村-龙和台变","10kV",6.39,21.35,"轻载",{"v":134.79840000000002,"d":"134.80"},"否","清河村"]
[1395,"PC-清河村-曼海台变","10kV",5.72,21.99,"轻载",{"v":169.704,"d":"169.70"},"否","清河村"]
[1396,"PC-清河村-囊赛台变","10kV",2,15.91,"轻载",141.12,"否","清河村"]
[1397,"PC-清河村-桥头坡台变","10kV",3.1,12.16,"轻载",{"v":69.768,"d":"69.77"},"否","清河村"]
[1398,"PC-清河村-清河集镇1号台变","10kV",27.17,61.29,"经济运行",{"v":262.188,"d":"262.19"},"否","清河村"]
[1399,"PC-清河村-清河集镇2号台变","10kV",6.4,40.61,"轻载",{"v":265.356,"d":"265.36"},"否","清河村"]
[1400,"PC-清河村-清河老街子台变","10kV",22.13,83.5,"经济运行",{"v":220.76145000000002,"d":"220.76"},"否","清河村"]
[1401,"PC-清河村-熟草地2#台变","10kV",4.94,19.72,"轻载",{"v":85.554,"d":"85.55"},"否","清河村"]
[1402,"PC-清河村-熟草地台变","10kV",5.06,15.74,"轻载",{"v":136.7136,"d":"136.71"},"否","清河村"]
[1403,"PC-清河村-松园角台变","10kV",2.37,15,"轻载",{"v":43.9335,"d":"43.93"},"否","清河村"]
[1404,"PC-清河村-松园角新村","10kV",1.43,8.64,"轻载",{"v":279.44595,"d":"279.45"},"否","清河村"]
[1405,"PC-清河村-小模台变","10kV",9.17,36.97,"轻载",{"v":102.18375,"d":"102.18"},"否","清河村"]
[1406,"PC-清河村-岩峰塘1#台变","10kV",5.99,23.33,"轻载",{"v":169.21800000000002,"d":"169.22"},"否","清河村"]
[1407,"PC-清河村-岩峰塘台变","10kV",0.15,3.14,"轻载",{"v":143.784,"d":"143.78"},"否","清河村"]
[1408,"PC-清河村-岩峰塘新村台变","10kV",22.09,55.25,"经济运行",{"v":87.64875,"d":"87.65"},"否","清河村"]
[1409,"PC-下甲村-洪山新村台变","10kV",8.7,30.87,"轻载",{"v":258.8355,"d":"258.84"},"否","下甲村"]
[1410,"PC-下甲村-黄泥坡1#台变","10kV",17,59.24,"轻载",{"v":149.4,"d":"149.40"},"否","下甲村"]
[1411,"PC-下甲村-黄泥坡2#台变","10kV",4.21,20.1,"轻载",{"v":68.9688,"d":"68.97"},"否","下甲村"]
[1412,"PC-下甲村-旧伦坡台变","10kV",4.24,16.14,"轻载",215.46,"否","下甲村"]
[1413,"PC-下甲村-莫角1#社台变","10kV",10.86,23.66,"轻载",{"v":100.2825,"d":"100.28"},"否","下甲村"]
[1414,"PC-下甲村-莫角二三社台变","10kV",1.34,31.07,"轻载",{"v":44.397,"d":"44.40"},"否","下甲村"]
[1415,"PC-下甲村-莫角台变","10kV",7.97,17.41,"轻载",{"v":132.5232,"d":"132.52"},"否","下甲村"]
[1416,"PC-下甲村-石狮子台变","10kV",7.48,28.74,"轻载",208.17,"否","下甲村"]
[1417,"PC-下甲村-弯刚2#台变","10kV",2.45,10.17,"轻载",{"v":140.472,"d":"140.47"},"否","下甲村"]
[1418,"PC-下甲村-弯刚台变","10kV",7.12,34.18,"轻载",{"v":167.184,"d":"167.18"},"否","下甲村"]
[1419,"PC-下甲村-下甲集镇1台变","10kV",33.73,71.24,"经济运行",{"v":238.57200000000003,"d":"238.57"},"否","下甲村"]
[1420,"PC-下甲村-下甲集镇2号台变","10kV",17.03,42.75,"轻载",{"v":298.692,"d":"298.69"},"否","下甲村"]
[1421,"PC-下甲村-叶家寨台变","10kV",6.42,23.78,"轻载",{"v":210.555,"d":"210.56"},"否","下甲村"]
[1422,"PC-向阳村-荆竹园台变","10kV",13.78,50.36,"轻载",{"v":124.1568,"d":"124.16"},"否","向阳村"]
[1423,"PC-向阳村-柳冲台变","10kV",5.84,33.61,"轻载",105.93,"否","向阳村"]
[1424,"PC-向阳村-向阳B1台变","10kV",9.65,29.9,"轻载",{"v":130.104,"d":"130.10"},"否","向阳村"]
[1425,"PC-向阳村-向阳B2台变","10kV",7.14,29.37,"轻载",{"v":104.4675,"d":"104.47"},"否","向阳村"]
[1426,"PC-向阳村-向阳村公所台变","10kV",6.48,18.79,"轻载",{"v":134.6688,"d":"134.67"},"否","向阳村"]
[1427,"PC-向阳村-鱼塘台变","10kV",6.07,20.05,"轻载",{"v":135.25920000000002,"d":"135.26"},"否","向阳村"]
[1428,"PC-小曼别村-大竹林台变","10kV",7.98,28.52,"轻载",{"v":260.8767,"d":"260.88"},"否","小曼别村"]
[1429,"PC-小曼别村-松坡台变","10kV",11.35,106.77,"轻载",{"v":79.78500000000001,"d":"79.79"},"否","小曼别村"]
[1430,"PC-小曼别村-余家寨台变","10kV",9.65,41.82,"轻载",162.63,"否","小曼别村"]
[1431,"QS-大坝村-大坡台变","10kV",7.68,41.83,"轻载",{"v":103.86000000000001,"d":"103.86"},"否","大坝村"]
[1432,"QS-大坝村-代家寨台变","10kV",14.96,43.63,"轻载",{"v":153.072,"d":"153.07"},"否","大坝村"]
[1433,"QS-大坝村-段家寨台变","10kV",18.59,69.36,"轻载",{"v":91.58625,"d":"91.59"},"否","大坝村"]
[1434,"QS-大坝村-范家寨台变","10kV",9.39,38.32,"轻载",{"v":81.549,"d":"81.55"},"否","大坝村"]
[1435,"QS-大坝村-候家寨台变","10kV",12.05,51.49,"轻载",{"v":79.155,"d":"79.16"},"否","大坝村"]
[1436,"QS-大坝村-金家寨台变","10kV",12.41,52.52,"轻载",{"v":157.662,"d":"157.66"},"否","大坝村"]
[1437,"QS-大坝村-民族队台变","10kV",18.22,57.14,"轻载",{"v":36.801,"d":"36.80"},"否","大坝村"]
[1438,"QS-大坝村-明家寨台变","10kV",16.97,61.23,"轻载",{"v":37.3635,"d":"37.36"},"否","大坝村"]
[1439,"QS-大坝村-山脚台变","10kV",13.14,43.64,"轻载",{"v":125.0784,"d":"125.08"},"否","大坝村"]
[1440,"QS-大坝村-王家寨台变","10kV",16.54,60.85,"轻载",{"v":93.8925,"d":"93.89"},"否","大坝村"]
[1441,"QS-大坝村-小河边台变","10kV",8.78,34.94,"轻载",{"v":164.196,"d":"164.20"},"否","大坝村"]
[1442,"QS-大坝村-杨家坟1号台变","10kV",16.52,78.11,"轻载",{"v":75.132,"d":"75.13"},"否","大坝村"]
[1443,"QS-大坝村-杨家坟2号台变","10kV",13.21,32.13,"轻载",{"v":195.2775,"d":"195.28"},"否","大坝村"]
[1444,"QS-大坝村-杨家寨台变","10kV",11.69,44.92,"轻载",{"v":198.69750000000002,"d":"198.70"},"否","大坝村"]
[1445,"QS-大坝村-中寨台变","10kV",17.2,60.39,"经济运行",93.15,"否","大坝村"]
[1446,"QS-干乍村-抗猛台变","10kV",10.41,41.38,"轻载",{"v":100.78875,"d":"100.79"},"否","干乍村"]
[1447,"QS-干乍村-梨园台变","10kV",9.74,33.1,"轻载",{"v":101.5425,"d":"101.54"},"否","干乍村"]
[1448,"QS-干乍村-彭家寨台变","10kV",9.06,35.16,"轻载",{"v":102.3075,"d":"102.31"},"否","干乍村"]
[1449,"QS-干乍村-濮家寨台变","10kV",7.31,32.76,"轻载",{"v":104.27625,"d":"104.28"},"否","干乍村"]
[1450,"QS-干乍村-山脚台变","10kV",6.99,37.98,"轻载",{"v":41.8545,"d":"41.85"},"否","干乍村"]
[1451,"QS-干乍村-柿子树台变","10kV",7.54,62.91,"轻载",{"v":41.607,"d":"41.61"},"否","干乍村"]
[1452,"QS-干乍村-张家社台变","10kV",6.69,29.01,"轻载",{"v":167.958,"d":"167.96"},"否","干乍村"]
[1453,"QS-高原村-大摆田台变","10kV",4.26,22.96,"轻载",{"v":43.083,"d":"43.08"},"否","高原村"]
[1454,"QS-高原村-马黄箐台变","10kV",6.11,31.19,"轻载",{"v":105.62625,"d":"105.63"},"否","高原村"]
[1455,"QS-高原村-上寨台变","10kV",4.71,19.61,"轻载",{"v":85.76100000000001,"d":"85.76"},"否","高原村"]
[1456,"QS-高原村-头道桥台变","10kV",7.09,32.52,"轻载",{"v":133.7904,"d":"133.79"},"否","高原村"]
[1457,"QS-公平村-坝外1号台变","10kV",9.32,24.65,"轻载",{"v":257.0778,"d":"257.08"},"否","公平村"]
[1458,"QS-公平村-坝外2号台变","10kV",9.37,26.21,"轻载",{"v":130.5072,"d":"130.51"},"否","公平村"]
[1459,"QS-公平村-坝外3号台变","10kV",7.18,23.63,"轻载",{"v":133.6608,"d":"133.66"},"否","公平村"]
[1460,"QS-公平村-大村台变","10kV",17.02,49.33,"轻载",{"v":235.2483,"d":"235.25"},"否","公平村"]
[1461,"QS-公平村-蒿子坝台变","10kV",13.15,48.32,"轻载",{"v":195.4125,"d":"195.41"},"否","公平村"]
[1462,"QS-公平村-黄花冲台变","10kV",13.95,49.76,"轻载",{"v":123.912,"d":"123.91"},"否","公平村"]
[1463,"QS-公平村-黄土坡台变","10kV",15.28,51.31,"轻载",{"v":38.124,"d":"38.12"},"否","公平村"]
[1464,"QS-公平村-上下田边台变","10kV",10.34,28.49,"轻载",{"v":254.18609999999998,"d":"254.19"},"否","公平村"]
[1465,"QS-公平村-柿子树台变","10kV",13.92,45.16,"轻载",{"v":123.9552,"d":"123.96"},"否","公平村"]
[1466,"QS-公平村-新村台变","10kV",13.75,101.35,"轻载",{"v":124.2,"d":"124.20"},"否","公平村"]
[1467,"QS-红木村-大沟边台变","10kV",9.68,36.3,"轻载",{"v":130.0608,"d":"130.06"},"否","红木村"]
[1468,"QS-红木村-河头寨台变","10kV",8.66,46.66,"轻载",{"v":41.103,"d":"41.10"},"否","红木村"]
[1469,"QS-红木村-计家寨台变","10kV",12.27,45.74,"轻载",{"v":126.3312,"d":"126.33"},"否","红木村"]
[1470,"QS-红木村-姜家寨台变","10kV",10.9,39.28,"轻载",160.38,"否","红木村"]
[1471,"QS-红木村-蛮米台变","10kV",8.25,31.4,"轻载",{"v":103.21875,"d":"103.22"},"否","红木村"]
[1472,"QS-红木村-香果园台变","10kV",9.02,43.76,"轻载",{"v":102.3525,"d":"102.35"},"否","红木村"]
[1473,"QS-红木村-谢家寨台变","10kV",8.72,38.79,"轻载",{"v":82.152,"d":"82.15"},"否","红木村"]
[1474,"QS-红木村-晏家寨台变","10kV",9.06,37.55,"轻载",{"v":81.846,"d":"81.85"},"否","红木村"]
[1475,"QS-红木村-杨家寨台变","10kV",14.41,46.61,"轻载",{"v":96.28875,"d":"96.29"},"否","红木村"]
[1476,"QS-红木村-赵家冲台变","10kV",12.87,42.26,"轻载",{"v":62.73360000000001,"d":"62.73"},"否","红木村"]
[1477,"QS-回街村-白家河台变","10kV",12.91,39.8,"轻载",{"v":156.762,"d":"156.76"},"否","回街村"]
[1478,"QS-回街村-董家湾台变","10kV",10.31,35.26,"轻载",{"v":80.721,"d":"80.72"},"否","回街村"]
[1479,"QS-回街村-河头台变","10kV",9.75,34.46,"轻载",{"v":162.45000000000002,"d":"162.45"},"否","回街村"]
[1480,"QS-回街村-街子台变","10kV",11.62,46.1,"轻载",{"v":250.5573,"d":"250.56"},"否","回街村"]
[1481,"QS-回街村-刘家坝台变","10kV",6.97,20.96,"轻载",{"v":263.74005000000005,"d":"263.74"},"否","回街村"]
[1482,"QS-回街村-龙井台变","10kV",12.25,73.24,"轻载",{"v":126.36000000000001,"d":"126.36"},"否","回街村"]
[1483,"QS-回街村-山富台变","10kV",11.95,39.35,"轻载",158.49,"否","回街村"]
[1484,"QS-回街村-上酒店台变","10kV",9.42,28.23,"轻载",{"v":163.044,"d":"163.04"},"否","回街村"]
[1485,"QS-回街村-余家寨台变","10kV",10.77,30.87,"轻载",{"v":200.7675,"d":"200.77"},"否","回街村"]
[1486,"QS-回街村-中酒店台变","10kV",12.83,48.57,"轻载",{"v":78.453,"d":"78.45"},"否","回街村"]
[1487,"QS-江苴村-冲子台变","10kV",9.62,41.17,"轻载",{"v":65.0736,"d":"65.07"},"否","江苴村"]
[1488,"QS-江苴村-大平地台变","10kV",8.81,35.98,"轻载",{"v":164.142,"d":"164.14"},"否","江苴村"]
[1489,"QS-江苴村-高山台变","10kV",17.57,45.37,"轻载",{"v":74.18700000000001,"d":"74.19"},"否","江苴村"]
[1490,"QS-江苴村-集镇1号台变","10kV",25.93,71.08,"经济运行",{"v":166.65750000000003,"d":"166.66"},"否","江苴村"]
[1491,"QS-江苴村-集镇2号台变","10kV",25.12,62.7,"经济运行",168.48,"否","江苴村"]
[1492,"QS-江苴村-金家寨台变","10kV",6.01,51.39,"轻载",{"v":169.182,"d":"169.18"},"否","江苴村"]
[1493,"QS-江苴村-老纸厂台变","10kV",9.59,45.56,"轻载",{"v":130.1904,"d":"130.19"},"否","江苴村"]
[1494,"QS-江苴村-上田心台变","10kV",8.1,30.34,"轻载",{"v":66.16799999999999,"d":"66.17"},"否","江苴村"]
[1495,"QS-江苴村-孙家寨台变","10kV",9.7,38.35,"轻载",{"v":203.175,"d":"203.18"},"否","江苴村"]
[1496,"QS-江苴村-吴家寨台变","10kV",7.99,34.08,"轻载",{"v":165.61800000000002,"d":"165.62"},"否","江苴村"]
[1497,"QS-江苴村-下田心台变","10kV",11.57,50.28,"轻载",{"v":99.48375,"d":"99.48"},"否","江苴村"]
[1498,"QS-江苴村-小坝台变","10kV",4.36,46.45,"轻载",{"v":137.7216,"d":"137.72"},"否","江苴村"]
[1499,"QS-江苴村-徐明台变","10kV",12.54,41.44,"轻载",{"v":98.3925,"d":"98.39"},"否","江苴村"]
[1500,"QS-江苴村-杨家坡台变","10kV",5.58,33.25,"轻载",{"v":42.489000000000004,"d":"42.49"},"否","江苴村"]
[1501,"QS-江苴村-渔塘白果台变","10kV",10.05,36.39,"轻载",161.91,"否","江苴村"]
[1502,"QS-江苴村-郑家坡台变","10kV",13.48,65.16,"轻载",{"v":62.294399999999996,"d":"62.29"},"否","江苴村"]
[1503,"QS-江南村-江北代家寨台变","10kV",11.27,33.68,"轻载",{"v":251.54955,"d":"251.55"},"否","江南村"]
[1504,"QS-江南村-江北张家寨台变","10kV",11.94,39.97,"轻载",{"v":249.6501,"d":"249.65"},"否","江南村"]
[1505,"QS-江南村-江底台变","10kV",12.03,42.74,"轻载",{"v":79.173,"d":"79.17"},"否","江南村"]
[1506,"QS-江南村-江南1号台变","10kV",11.8,32.28,"轻载",{"v":317.52000000000004,"d":"317.52"},"否","江南村"]
[1507,"QS-江南村-江南2号台变","10kV",12.62,36.87,"轻载",{"v":314.568,"d":"314.57"},"否","江南村"]
[1508,"QS-江南村-江南3号台变","10kV",4.63,17.2,"轻载",{"v":214.5825,"d":"214.58"},"否","江南村"]
[1509,"QS-平地村-大竹园台变","10kV",8.66,59.26,"轻载",{"v":131.52960000000002,"d":"131.53"},"否","平地村"]
[1510,"QS-平地村-后坝台变","10kV",5.42,30.1,"轻载",{"v":68.0976,"d":"68.10"},"否","平地村"]
[1511,"QS-平地村-街子台变","10kV",5.36,24.65,"轻载",212.94,"否","平地村"]
[1512,"QS-平地村-苦竹园台变","10kV",4.47,29.07,"轻载",{"v":68.78160000000001,"d":"68.78"},"否","平地村"]
[1513,"QS-平地村-栗上栗下台变","10kV",9.79,41.84,"轻载",{"v":162.37800000000001,"d":"162.38"},"否","平地村"]
[1514,"QS-平地村-民族队台变","10kV",15.08,57.37,"轻载",{"v":38.214,"d":"38.21"},"否","平地村"]
[1515,"QS-平地村-三家寨台变","10kV",11.93,48.46,"轻载",{"v":39.631499999999996,"d":"39.63"},"否","平地村"]
[1516,"QS-平地村-双槽坝台变","10kV",13.04,59.87,"轻载",{"v":39.132000000000005,"d":"39.13"},"否","平地村"]
[1517,"QS-平地村-瓦窑台变","10kV",5.63,26.7,"轻载",{"v":67.9464,"d":"67.95"},"否","平地村"]
[1518,"QS-平地村-柞木树台变","10kV",6.61,32.86,"轻载",{"v":67.24080000000001,"d":"67.24"},"否","平地村"]
[1519,"QS-清河村-冯家寨台变","10kV",16.89,50.14,"轻载",{"v":74.799,"d":"74.80"},"否","清河村"]
[1520,"QS-清河村-老回街台变","10kV",8.51,30.45,"轻载",{"v":102.92625,"d":"102.93"},"否","清河村"]
[1521,"QS-清河村-山脚台变","10kV",16.08,41.37,"轻载",{"v":94.41000000000001,"d":"94.41"},"否","清河村"]
[1522,"QS-清河村-上表院台变","10kV",12.07,45.76,"轻载",{"v":126.61919999999999,"d":"126.62"},"否","清河村"]
[1523,"QS-清河村-深沟台变","10kV",13.11,33.34,"轻载",{"v":246.33315000000002,"d":"246.33"},"否","清河村"]
[1524,"QS-清河村-寺坡脚台变","10kV",10.24,44.76,"轻载",{"v":40.392,"d":"40.39"},"否","清河村"]
[1525,"QS-清河村-碗窑坡台变","10kV",11.28,36.17,"轻载",{"v":79.848,"d":"79.85"},"否","清河村"]
[1526,"QS-清河村-下表院台变","10kV",41.76,83.09,"经济运行",65.52,"否","清河村"]
[1527,"QS-箐桥村-大营台变","10kV",18.24,73.15,"轻载",{"v":73.584,"d":"73.58"},"否","箐桥村"]
[1528,"QS-箐桥村-高克台变","10kV",10.1,34.65,"轻载",{"v":254.8665,"d":"254.87"},"否","箐桥村"]
[1529,"QS-箐桥村-河边社台变","10kV",13.23,46.67,"轻载",{"v":97.61625,"d":"97.62"},"否","箐桥村"]
[1530,"QS-箐桥村-老家寨台变","10kV",10.4,33.1,"轻载",161.28,"否","箐桥村"]
[1531,"QS-箐桥村-龙口台变","10kV",14.49,71.3,"轻载",{"v":123.1344,"d":"123.13"},"否","箐桥村"]
[1532,"QS-箐桥村-聂家湾台变","10kV",7.17,31.23,"轻载",{"v":133.6752,"d":"133.68"},"否","箐桥村"]
[1533,"QS-箐桥村-上排台变","10kV",16.15,54.31,"轻载",{"v":75.465,"d":"75.47"},"否","箐桥村"]
[1534,"QS-箐桥村-松坡台变","10kV",14.24,45.72,"轻载",{"v":123.49440000000001,"d":"123.49"},"否","箐桥村"]
[1535,"QS-箐桥村-尹家坡台变","10kV",13.56,47.89,"轻载",{"v":62.2368,"d":"62.24"},"否","箐桥村"]
[1536,"QS-箐桥村-张家湾台变","10kV",9.17,26.8,"轻载",{"v":163.494,"d":"163.49"},"否","箐桥村"]
[1537,"QS-曲石村-大龙井台变","10kV",19.34,49,"轻载",{"v":116.15039999999999,"d":"116.15"},"否","曲石村"]
[1538,"QS-曲石村-红坡台变","10kV",17.55,47.36,"轻载",{"v":185.5125,"d":"185.51"},"否","曲石村"]
[1539,"QS-曲石村-集镇1号台变","10kV",33.58,63.75,"经济运行",{"v":239.11200000000002,"d":"239.11"},"否","曲石村"]
[1540,"QS-曲石村-集镇2号台变","10kV",24.57,55.24,"经济运行",{"v":271.54800000000006,"d":"271.55"},"否","曲石村"]
[1541,"QS-曲石村-集镇3号台变","10kV",21.61,45.88,"经济运行",{"v":282.204,"d":"282.20"},"否","曲石村"]
[1542,"QS-曲石村-集镇4号台变","10kV",46.88,90.37,"经济运行",{"v":191.232,"d":"191.23"},"否","曲石村"]
[1543,"QS-曲石村-集镇5号台变","10kV",30.2,97.27,"经济运行",157.05,"否","曲石村"]
[1544,"QS-曲石村-康阳台变","10kV",16.27,72.96,"轻载",{"v":60.28560000000001,"d":"60.29"},"否","曲石村"]
[1545,"QS-曲石村-蔺家湾台变","10kV",15.34,57,"轻载",{"v":95.2425,"d":"95.24"},"否","曲石村"]
[1546,"QS-曲石村-平川1号台变","10kV",9.81,31.92,"轻载",{"v":162.342,"d":"162.34"},"否","曲石村"]
[1547,"QS-曲石村-平川2号台变","10kV",13.66,40.19,"轻载",{"v":194.265,"d":"194.27"},"否","曲石村"]
[1548,"QS-曲石村-上寨台变","10kV",10.91,34.42,"轻载",{"v":200.4525,"d":"200.45"},"否","曲石村"]
[1549,"QS-曲石村-上中和台变","10kV",19.24,70.23,"轻载",{"v":58.147200000000005,"d":"58.15"},"否","曲石村"]
[1550,"QS-曲石村-下中和台变","10kV",11.13,42.06,"轻载",{"v":63.9864,"d":"63.99"},"否","曲石村"]
[1551,"QS-曲石村-向阳桥台变","10kV",5.65,29.68,"轻载",{"v":42.4575,"d":"42.46"},"否","曲石村"]
[1552,"QS-曲石村-小渔塘台变","10kV",19.69,63.43,"经济运行",{"v":72.27900000000001,"d":"72.28"},"否","曲石村"]
[1553,"QS-曲石村-泄水口台变","10kV",7.52,29.04,"轻载",{"v":66.5856,"d":"66.59"},"否","曲石村"]
[1554,"QS-曲石村-雅居乐A区2号配电房2号箱变","10kV",10.66,21.83,"轻载",804.06,"否","曲石村"]
[1555,"QS-曲石村-雅居乐A区2号配电房3号箱变","10kV",14.57,27.04,"轻载",768.87,"否","曲石村"]
[1556,"QS-曲石村-雅居乐A区3号配电房1号箱变","10kV",0,0,"轻载",{"v":1080,"d":"1080.00"},"否","曲石村"]
[1557,"QS-曲石村-雅居乐A区3号配电房3号箱变","10kV",19.37,38.11,"轻载",{"v":907.0875,"d":"907.09"},"否","曲石村"]
[1558,"QS-曲石村-杨家湾1号台变","10kV",21.97,66.12,"经济运行",{"v":70.227,"d":"70.23"},"否","曲石村"]
[1559,"QS-曲石村-杨家湾2号台变","10kV",11.87,50.27,"轻载",{"v":79.317,"d":"79.32"},"否","曲石村"]
[1560,"QS-曲石村-裕阳新村台变","10kV",29.23,62.5,"经济运行",{"v":200.63295,"d":"200.63"},"否","曲石村"]
[1561,"QS-曲石村-赵家坡台变","10kV",13.5,40.52,"轻载",{"v":155.70000000000002,"d":"155.70"},"否","曲石村"]
[1562,"QS-双河村-大地台变","10kV",10.93,38.45,"轻载",{"v":100.20375000000001,"d":"100.20"},"否","双河村"]
[1563,"QS-双河村-关田台变","10kV",16.75,66.54,"轻载",{"v":74.925,"d":"74.93"},"否","双河村"]
[1564,"QS-双河村-海子台变","10kV",9.97,50.6,"轻载",{"v":81.027,"d":"81.03"},"否","双河村"]
[1565,"QS-双河村-老家寨台变","10kV",7.63,35.7,"轻载",{"v":66.5064,"d":"66.51"},"否","双河村"]
[1566,"QS-双河村-陆家寨台变","10kV",7.72,38.93,"轻载",{"v":83.052,"d":"83.05"},"否","双河村"]
[1567,"QS-双河村-马陆冲1号台变","10kV",23.96,99.07,"经济运行",{"v":34.217999999999996,"d":"34.22"},"否","双河村"]
[1568,"QS-双河村-马陆冲2号台变","10kV",16.8,101.73,"轻载",{"v":37.440000000000005,"d":"37.44"},"否","双河村"]
[1569,"QS-双河村-彭家寨台变","10kV",12.17,55.32,"轻载",{"v":63.2376,"d":"63.24"},"否","双河村"]
[1570,"QS-双河村-山脚台变","10kV",9.93,60.84,"轻载",{"v":24.318900000000003,"d":"24.32"},"否","双河村"]
[1571,"QS-双河村-湾塘台变","10kV",18,55.8,"轻载",{"v":36.9,"d":"36.90"},"否","双河村"]
[1572,"QS-双河村-湾子台变","10kV",11.51,98.97,"轻载",{"v":99.55125,"d":"99.55"},"否","双河村"]
[1573,"QS-双河村-小冲台变","10kV",8.69,38.66,"轻载",{"v":82.179,"d":"82.18"},"否","双河村"]
[1574,"QS-双河村-新街台变","10kV",26.32,78.68,"经济运行",82.89,"否","双河村"]
[1575,"QS-双河村-杨家坡台变","10kV",12.93,86.67,"轻载",{"v":125.38080000000001,"d":"125.38"},"否","双河村"]
[1576,"QS-双河村-长坡台变","10kV",7.52,30.52,"轻载",104.04,"否","双龙村"]
[1577,"QS-双龙村-大鱼塘台变","10kV",11.02,38.83,"轻载",{"v":200.205,"d":"200.21"},"否","双龙村"]
[1578,"QS-双龙村-李仁社台变","10kV",7.16,22.51,"轻载",{"v":133.6896,"d":"133.69"},"否","双龙村"]
[1579,"QS-双龙村-廖家寨台变","10kV",6.23,23.01,"轻载",{"v":168.786,"d":"168.79"},"否","双龙村"]
[1580,"QS-双龙村-水源台变","10kV",9.4,24.78,"轻载",{"v":256.851,"d":"256.85"},"否","双龙村"]
[1581,"QS-双龙村-王家寨台变","10kV",10.48,36.32,"轻载",{"v":80.568,"d":"80.57"},"否","双龙村"]
[1582,"QS-双龙村-谢家冲台变","10kV",7.57,23.42,"轻载",{"v":207.9675,"d":"207.97"},"否","双龙村"]
[1583,"QS-双龙村-张杨台变","10kV",11.47,32.72,"轻载",{"v":159.354,"d":"159.35"},"否","双龙村"]
[1584,"QS-双龙村-长岭山台变","10kV",7.3,23.37,"轻载",{"v":208.575,"d":"208.58"},"否","水平村"]
[1585,"QS-水平村-大水平台变","10kV",6.64,33.93,"轻载",{"v":134.4384,"d":"134.44"},"否","水平村"]
[1586,"QS-水平村-封岭子台变","10kV",5.76,26.54,"轻载",106.02,"否","水平村"]
[1587,"QS-水平村-横寨子台变","10kV",9.34,34.5,"轻载",{"v":130.55040000000002,"d":"130.55"},"否","水平村"]
[1588,"QS-水平村-张封台变","10kV",8.92,35.41,"轻载",{"v":131.1552,"d":"131.16"},"否","水平村"]
[1589,"QS-秧草塘村-秧草塘台变","10kV",6.02,16.42,"轻载",{"v":266.4333,"d":"266.43"},"否","秧草塘村"]
[1590,"QS-佑土村-大院子台变","10kV",11.2,37.79,"轻载",{"v":63.93599999999999,"d":"63.94"},"否","佑土村"]
[1591,"QS-佑土村-横寨子台变","10kV",15.35,69.46,"轻载",{"v":60.948,"d":"60.95"},"否","佑土村"]
[1592,"QS-佑土村-花园大云台变","10kV",32.8,147.63,"经济运行",{"v":96.76800000000001,"d":"96.77"},"否","佑土村"]
[1593,"QS-佑土村-刘家排台变","10kV",4.64,18.14,"轻载",{"v":68.6592,"d":"68.66"},"否","佑土村"]
[1594,"QS-佑土村-山冲台变","10kV",10.02,38.52,"轻载",{"v":64.78560000000002,"d":"64.79"},"否","佑土村"]
[1595,"QS-佑土村-田心台变","10kV",7.2,44.15,"轻载",{"v":104.4,"d":"104.40"},"否","佑土村"]
[1596,"QS-佑土村-尹家湾台变","10kV",11.17,40.36,"轻载",{"v":63.95759999999999,"d":"63.96"},"否","佑土村"]
[1597,"SY-窜龙村-窜龙变台","10kV",13.29,85.22,"轻载",{"v":62.4312,"d":"62.43"},"否","窜龙村"]
[1598,"SY-窜龙村-大地田变台","10kV",8.77,25.5,"轻载",{"v":164.214,"d":"164.21"},"否","窜龙村"]
[1599,"SY-窜龙村-奋基湾变台","10kV",4.86,23.5,"轻载",{"v":42.813,"d":"42.81"},"否","窜龙村"]
[1600,"SY-窜龙村-那泥坝变台","10kV",9.37,36.97,"轻载",{"v":40.7835,"d":"40.78"},"否","窜龙村"]
[1601,"SY-窜龙村-棠梨坝变台","10kV",18.52,72.51,"轻载",{"v":58.6656,"d":"58.67"},"否","窜龙村"]
[1602,"SY-窜龙村-王朵寨变台","10kV",7.18,29.7,"轻载",{"v":66.8304,"d":"66.83"},"否","窜龙村"]
[1603,"SY-窜龙村-新寨田变台","10kV",20.38,69.29,"轻载",{"v":57.3264,"d":"57.33"},"否","窜龙村"]
[1604,"SY-窜龙村-澡塘变台","10kV",8.16,30.24,"轻载",{"v":66.1248,"d":"66.12"},"否","窜龙村"]
[1605,"SY-窜龙村-长林寨变台","10kV",13.79,59.62,"轻载",{"v":96.98625,"d":"96.99"},"否","窜龙村"]
[1606,"SY-大水塘村-白坟园变台","10kV",4.15,23.27,"轻载",{"v":69.01200000000001,"d":"69.01"},"否","大水塘村"]
[1607,"SY-大水塘村-草皮街变台","10kV",18.46,123.96,"轻载",{"v":73.386,"d":"73.39"},"否","大水塘村"]
[1608,"SY-大水塘村-大地坡变台","10kV",6.49,32.67,"轻载",{"v":67.32719999999999,"d":"67.33"},"否","大水塘村"]
[1609,"SY-大水塘村-大松园新村变台","10kV",5.71,26.9,"轻载",{"v":106.07625,"d":"106.08"},"否","大水塘村"]
[1610,"SY-大水塘村-二台坡变台","10kV",9.77,51.14,"轻载",{"v":40.603500000000004,"d":"40.60"},"否","大水塘村"]
[1611,"SY-大水塘村-橄榄寨变台","10kV",6.99,27.04,"轻载",{"v":167.418,"d":"167.42"},"否","大水塘村"]
[1612,"SY-大水塘村-廖家寨变台","10kV",7.43,27.91,"轻载",{"v":133.3008,"d":"133.30"},"否","大水塘村"]
[1613,"SY-大水塘村-山头田变台","10kV",7.55,36.2,"轻载",{"v":41.6025,"d":"41.60"},"否","大水塘村"]
[1614,"SY-大水塘村-上寨变台","10kV",3.87,20.09,"轻载",{"v":69.2136,"d":"69.21"},"否","大水塘村"]
[1615,"SY-大水塘村-石头山变台","10kV",1.88,11.28,"轻载",{"v":70.6464,"d":"70.65"},"否","大水塘村"]
[1616,"SY-大水塘村-汤家庄变台","10kV",11.2,39.77,"轻载",{"v":63.93599999999999,"d":"63.94"},"否","大水塘村"]
[1617,"SY-大水塘村-下寨1#变台","10kV",7.63,24.6,"轻载",{"v":207.8325,"d":"207.83"},"否","大水塘村"]
[1618,"SY-大水塘村-下寨2#变台","10kV",10.82,48.85,"轻载",{"v":64.2096,"d":"64.21"},"否","大水塘村"]
[1619,"SY-大水塘村-小水井变台","10kV",0.82,7.51,"轻载",{"v":89.26200000000001,"d":"89.26"},"否","大水塘村"]
[1620,"SY-大水塘村-长田变台","10kV",10.17,40.9,"轻载",{"v":80.847,"d":"80.85"},"否","大水塘村"]
[1621,"SY-大田坡村-打努山变台","10kV",9.85,45.76,"轻载",{"v":40.5675,"d":"40.57"},"否","大田坡村"]
[1622,"SY-大田坡村-大蒿坪变台","10kV",5.8,20.28,"轻载",{"v":267.057,"d":"267.06"},"否","大田坡村"]
[1623,"SY-大田坡村-大田坡变台","10kV",18.67,47.6,"轻载",{"v":58.557599999999994,"d":"58.56"},"否","大田坡村"]
[1624,"SY-大田坡村-刀金寨变台","10kV",7.64,27.78,"轻载",{"v":132.9984,"d":"133.00"},"否","大田坡村"]
[1625,"SY-大田坡村-龙滩花家地变台","10kV",12.09,49.01,"轻载",{"v":39.5595,"d":"39.56"},"否","大田坡村"]
[1626,"SY-大田坡村-香烟地变台","10kV",5.04,20.45,"轻载",213.66,"否","大田坡村"]
[1627,"SY-马场村-金田变台","10kV",10.51,56.35,"轻载",{"v":100.67625,"d":"100.68"},"否","马场村"]
[1628,"SY-马场村-刘家大树变台","10kV",10.1,34.95,"轻载",{"v":161.82000000000002,"d":"161.82"},"否","马场村"]
[1629,"SY-坪地村-大坪地变台","10kV",14.43,42.39,"轻载",{"v":123.22080000000001,"d":"123.22"},"否","坪地村"]
[1630,"SY-坪地村-广贵寨变台","10kV",14.68,71.24,"轻载",{"v":61.4304,"d":"61.43"},"否","坪地村"]
[1631,"SY-坪地村-广贵寨新村变台","10kV",2.55,10.49,"轻载",175.41,"否","坪地村"]
[1632,"SY-坪地村-坪地集镇变台","10kV",9.31,83.15,"轻载",{"v":163.242,"d":"163.24"},"否","坪地村"]
[1633,"SY-坪地村-山尾巴变台","10kV",10.73,62.67,"轻载",{"v":64.2744,"d":"64.27"},"否","坪地村"]
[1634,"SY-坪地村-石头塘变台","10kV",12.86,53.14,"轻载",{"v":62.74080000000001,"d":"62.74"},"否","坪地村"]
[1635,"SY-坪地村-王家寨变台","10kV",10.08,55.94,"轻载",{"v":64.7424,"d":"64.74"},"否","坪地村"]
[1636,"SY-坪地村-徐家寨变台","10kV",21.15,101.44,"经济运行",{"v":35.4825,"d":"35.48"},"否","坪地村"]
[1637,"SY-坪地村-烟包寨变台","10kV",3.54,18.64,"轻载",{"v":138.90240000000003,"d":"138.90"},"否","坪地村"]
[1638,"SY-坪地村-总府变台","10kV",14.22,63.05,"轻载",{"v":61.761599999999994,"d":"61.76"},"否","坪地村"]
[1639,"SY-坪田村-岔河变台","10kV",8.88,44.52,"轻载",{"v":65.60640000000001,"d":"65.61"},"否","坪田村"]
[1640,"SY-坪田村-大摆田变台","10kV",8.95,36.95,"轻载",{"v":204.8625,"d":"204.86"},"否","坪田村"]
[1641,"SY-坪田村-大窝子变台","10kV",7.24,29.08,"轻载",{"v":166.96800000000002,"d":"166.97"},"否","坪田村"]
[1642,"SY-坪田村-高卷槽变台","10kV",8.82,42.33,"轻载",{"v":131.2992,"d":"131.30"},"否","坪田村"]
[1643,"SY-坪田村-河尾巴变台","10kV",3.15,23.34,"轻载",{"v":43.5825,"d":"43.58"},"否","坪田村"]
[1644,"SY-坪田村-坪田集镇2#变台","10kV",3.97,21.09,"轻载",{"v":172.854,"d":"172.85"},"否","坪田村"]
[1645,"SY-坪田村-坪田集镇变台","10kV",23.41,69.49,"经济运行",{"v":68.93100000000001,"d":"68.93"},"否","坪田村"]
[1646,"SY-坪田村-山脚变台","10kV",19.25,68.95,"轻载",{"v":116.27999999999999,"d":"116.28"},"否","坪田村"]
[1647,"SY-坪田村-邵寨子变台","10kV",8.18,46.97,"轻载",{"v":66.1104,"d":"66.11"},"否","坪田村"]
[1648,"SY-坪田村-杨半山1#变台","10kV",3.3,23.21,"轻载",{"v":43.515,"d":"43.52"},"否","坪田村"]
[1649,"SY-坪田村-杨半山变台","10kV",2.38,20.61,"轻载",{"v":26.357400000000002,"d":"26.36"},"否","坪田村"]
[1650,"SY-坪田村-张家岭2#变台","10kV",3.95,19.02,"轻载",172.89,"否","坪田村"]
[1651,"SY-坪田村-张家岭变台","10kV",8.56,38.72,"轻载",102.87,"否","坪田村"]
[1652,"SY-桥街村-白家坟变台","10kV",5.09,19.78,"轻载",{"v":42.7095,"d":"42.71"},"否","桥街村"]
[1653,"SY-桥街村-大梨树变台","10kV",8.95,46.13,"轻载",{"v":65.55600000000001,"d":"65.56"},"否","桥街村"]
[1654,"SY-桥街村-横河变台","10kV",11.79,91.83,"轻载",{"v":39.694500000000005,"d":"39.69"},"否","桥街村"]
[1655,"SY-桥街村-后头田变台","10kV",12.49,63.71,"轻载",{"v":23.6277,"d":"23.63"},"否","桥街村"]
[1656,"SY-桥街村-胡家寨变台","10kV",3.99,16.3,"轻载",{"v":69.1272,"d":"69.13"},"否","桥街村"]
[1657,"SY-桥街村-桥街1#变台","10kV",6.69,26.59,"轻载",{"v":167.958,"d":"167.96"},"否","桥街村"]
[1658,"SY-桥街村-桥街2#变台","10kV",4.16,21.87,"轻载",{"v":86.256,"d":"86.26"},"否","桥街村"]
[1659,"SY-桥街村-中寨变台","10kV",17.38,78.92,"轻载",{"v":74.358,"d":"74.36"},"否","桥街村"]
[1660,"SY-桥街村-竹笆铺变台","10kV",14.26,49.47,"轻载",{"v":61.7328,"d":"61.73"},"否","桥街村"]
[1661,"SY-上营村-大地新村变台","10kV",6.28,25.64,"轻载",{"v":134.95680000000002,"d":"134.96"},"否","上营村"]
[1662,"SY-上营村-候家地变台","10kV",11.63,67.98,"轻载",{"v":99.41625,"d":"99.42"},"否","上营村"]
[1663,"SY-上营村-集镇1#变台","10kV",23.87,59.17,"经济运行",{"v":215.82855,"d":"215.83"},"否","上营村"]
[1664,"SY-上营村-集镇2#变台","10kV",12.45,36.99,"轻载",{"v":98.49375,"d":"98.49"},"否","上营村"]
[1665,"SY-上营村-集镇3#变台","10kV",15.49,40.9,"轻载",{"v":121.69440000000002,"d":"121.69"},"否","上营村"]
[1666,"SY-上营村-界牌变台","10kV",5.9,51.59,"轻载",{"v":67.75200000000001,"d":"67.75"},"否","上营村"]
[1667,"SY-上营村-康家寨变台","10kV",8.62,72.58,"轻载",{"v":131.5872,"d":"131.59"},"否","上营村"]
[1668,"SY-上营村-龙口田变台","10kV",10.47,91.66,"轻载",{"v":128.9232,"d":"128.92"},"否","上营村"]
[1669,"SY-上营村-三岔河1#变台","10kV",0,0,"轻载",{"v":27,"d":"27.00"},"否","上营村"]
[1670,"SY-上营村-三岔河2#变台","10kV",3.22,9.72,"轻载",{"v":69.6816,"d":"69.68"},"否","上营村"]
[1671,"SY-上营村-汤家山变台","10kV",2.74,17.48,"轻载",{"v":70.0272,"d":"70.03"},"否","上营村"]
[1672,"SY-上营村-土牛圈变台","10kV",1.32,12.4,"轻载",{"v":71.0496,"d":"71.05"},"否","上营村"]
[1673,"SY-上营村-万家寨变台","10kV",9.47,38.04,"轻载",{"v":162.954,"d":"162.95"},"否","上营村"]
[1674,"SY-上营村-文家塘变台","10kV",7.74,19.17,"轻载",{"v":207.585,"d":"207.59"},"否","上营村"]
[1675,"SY-上营村-新胜新村变台","10kV",5.9,20.81,"轻载",{"v":266.7735,"d":"266.77"},"否","上营村"]
[1676,"SY-上营村-新寨变台","10kV",11.81,41.93,"轻载",{"v":198.4275,"d":"198.43"},"否","上营村"]
[1677,"SY-上营村-张家变台","10kV",2.02,19.43,"轻载",{"v":26.4546,"d":"26.45"},"否","上营村"]
[1678,"SY-赵营村-大寨子变台","10kV",1.95,15.11,"轻载",{"v":141.192,"d":"141.19"},"否","赵营村"]
[1679,"SY-赵营村-劳家山变台","10kV",3.21,45.51,"轻载",{"v":174.222,"d":"174.22"},"否","赵营村"]
[1680,"SY-赵营村-廖家冲新村变台","10kV",5.64,30.86,"轻载",{"v":67.9392,"d":"67.94"},"否","赵营村"]
[1681,"SY-赵营村-刘家庵变台","10kV",8.43,27.23,"轻载",{"v":259.60095,"d":"259.60"},"否","赵营村"]
[1682,"SY-赵营村-孙家山变台","10kV",7.32,35.4,"轻载",{"v":83.412,"d":"83.41"},"否","赵营村"]
[1683,"SY-赵营村-霞译新村变台","10kV",6.54,23.97,"轻载",{"v":134.5824,"d":"134.58"},"否","赵营村"]
[1684,"SY-赵营村-谢家寨变台","10kV",10.32,69.16,"轻载",{"v":64.56960000000001,"d":"64.57"},"否","赵营村"]
[1685,"SY-赵营村-张家坡变台","10kV",3.78,66.19,"轻载",{"v":43.299,"d":"43.30"},"否","赵营村"]
[1686,"SY-赵营村-赵家营变台","10kV",8.6,27.41,"轻载",{"v":131.616,"d":"131.62"},"否","赵营村"]
[1687,"SY-赵营村-赵云新村变台","10kV",5.73,23.43,"轻载",{"v":84.843,"d":"84.84"},"否","赵营村"]
[1688,"SY-郑山村-打磨处变台","10kV",7.02,43.7,"轻载",{"v":25.104599999999998,"d":"25.10"},"否","郑山村"]
[1689,"SY-郑山村-甘露寺变台","10kV",8.6,25.05,"轻载",164.52,"否","郑山村"]
[1690,"SY-郑山村-关沟变台","10kV",1.01,28.21,"轻载",{"v":71.27279999999999,"d":"71.27"},"否","郑山村"]
[1691,"SY-郑山村-河边寨变台","10kV",9.31,28.43,"轻载",{"v":40.8105,"d":"40.81"},"否","郑山村"]
[1692,"SY-郑山村-马头山变台","10kV",3.03,17.11,"轻载",{"v":43.6365,"d":"43.64"},"否","郑山村"]
[1693,"SY-郑山村-霞译新村变台","10kV",5.24,18.97,"轻载",{"v":170.568,"d":"170.57"},"否","郑山村"]
[1694,"SY-郑山村-小八湾变台","10kV",9.65,31.21,"轻载",{"v":101.64375,"d":"101.64"},"否","郑山村"]
[1695,"SY-郑山村-郑家地1#变台","10kV",7.47,36.54,"轻载",{"v":66.6216,"d":"66.62"},"否","郑山村"]
[1696,"SY-郑山村-郑家地2#变台","10kV",7.34,28.76,"轻载",{"v":41.697,"d":"41.70"},"否","郑山村"]
[1697,"SY-郑山村-郑山变台","10kV",6.71,23.04,"轻载",{"v":167.92200000000003,"d":"167.92"},"否","郑山村"]
[1698,"SY-竹坝村-白石头变台","10kV",3.8,45.87,"轻载",43.29,"否","竹坝村"]
[1699,"SY-竹坝村-上寨变台","10kV",5.29,46.74,"轻载",{"v":136.38240000000002,"d":"136.38"},"否","竹坝村"]
[1700,"SY-竹坝村-下寨变台","10kV",6.08,55.26,"轻载",{"v":211.32000000000002,"d":"211.32"},"否","竹坝村"]
[1701,"SY-竹坝村-竹坝变台","10kV",5.48,26.99,"轻载",{"v":85.068,"d":"85.07"},"否","竹坝村"]
[1702,"TT-后库村-街子台变","10kV",14.62,44.59,"轻载",{"v":242.0523,"d":"242.05"},"否","后库村"]
[1703,"TT-后库村-六丘田台变","10kV",13.68,65.22,"轻载",{"v":62.1504,"d":"62.15"},"否","后库村"]
[1704,"TT-后库村-龙塘台变","10kV",5.69,35.1,"轻载",{"v":106.09875000000001,"d":"106.10"},"否","后库村"]
[1705,"TT-后库村-欠桥台变","10kV",8.54,33,"轻载",{"v":164.62800000000001,"d":"164.63"},"否","后库村"]
[1706,"TT-后库村-上寨台变","10kV",19.29,47.54,"经济运行",{"v":228.81285,"d":"228.81"},"否","后库村"]
[1707,"TT-后库村-小荒田台变","10kV",10.73,41.98,"轻载",{"v":160.686,"d":"160.69"},"否","后库村"]
[1708,"TT-曼哈村-大哈坡台变","10kV",14.55,49.53,"轻载",{"v":123.048,"d":"123.05"},"否","曼哈村"]
[1709,"TT-曼哈村-海口2#台变","10kV",14.42,63.43,"经济运行",{"v":77.022,"d":"77.02"},"否","曼哈村"]
[1710,"TT-曼哈村-海口台变","10kV",10.19,35.77,"轻载",{"v":202.07250000000002,"d":"202.07"},"否","曼哈村"]
[1711,"TT-曼哈村-龙井台变","10kV",6.34,19.88,"轻载",{"v":337.176,"d":"337.18"},"否","曼哈村"]
[1712,"TT-曼哈村-曼哈1号台变","10kV",14.18,44.71,"轻载",{"v":243.29969999999997,"d":"243.30"},"否","曼哈村"]
[1713,"TT-曼哈村-曼哈2号台变","10kV",13.48,47.47,"轻载",194.67,"否","曼哈村"]
[1714,"TT-曼哈村-民乐老寨台变","10kV",7.82,30.41,"轻载",{"v":132.7392,"d":"132.74"},"否","曼哈村"]
[1715,"TT-曼哈村-民乐台变","10kV",9.6,34.69,"轻载",{"v":65.088,"d":"65.09"},"否","曼哈村"]
[1716,"TT-曼哈村-所上台变","10kV",7.92,29,"轻载",{"v":165.744,"d":"165.74"},"否","曼哈村"]
[1717,"TT-曼弄村-联间台变","10kV",6.89,27.09,"轻载",{"v":167.598,"d":"167.60"},"否","曼弄村"]
[1718,"TT-曼弄村-曼掠台变","10kV",10.96,31.53,"轻载",{"v":320.544,"d":"320.54"},"否","曼弄村"]
[1719,"TT-曼弄村-曼弄台变","10kV",11.14,38.74,"轻载",{"v":199.935,"d":"199.94"},"否","曼弄村"]
[1720,"TT-曼弄村-曼帕台变","10kV",11.14,36.7,"轻载",{"v":251.9181,"d":"251.92"},"否","曼弄村"]
[1721,"TT-曼弄村-曼竹八湾田台变","10kV",19.18,48.17,"轻载",{"v":58.190400000000004,"d":"58.19"},"否","曼弄村"]
[1722,"TT-曼弄村-曼竹台变","10kV",9.94,48.33,"轻载",{"v":129.68640000000002,"d":"129.69"},"否","曼弄村"]
[1723,"TT-曼弄村-暮乐台变","10kV",7.58,31.54,"轻载",{"v":207.94500000000002,"d":"207.95"},"否","曼弄村"]
[1724,"TT-曼弄村-团田集镇1号台变","10kV",34.24,81.39,"经济运行",{"v":236.73599999999996,"d":"236.74"},"否","曼弄村"]
[1725,"TT-曼弄村-团田集镇2号台变","10kV",24.03,58.07,"经济运行",{"v":170.9325,"d":"170.93"},"否","曼弄村"]
[1726,"TT-曼弄村-团田石材园区1#台变-DW","10kV",3.09,23.86,"轻载",{"v":549.4797,"d":"549.48"},"否","曼弄村"]
[1727,"TT-曼弄村-团田石材园区2#台变-DW","10kV",8.59,35.8,"轻载",{"v":518.2947,"d":"518.29"},"否","曼弄村"]
[1728,"TT-曼弄村-团田石材园区3#台变-DW","10kV",3.34,15.11,"轻载",{"v":548.0622,"d":"548.06"},"否","曼弄村"]
[1729,"TT-曼弄村-中寨台变","10kV",17.01,50.88,"轻载",{"v":74.691,"d":"74.69"},"否","曼弄村"]
[1730,"TT-曼岐村-曼歧1、2、3社台变","10kV",11.63,61.41,"轻载",{"v":127.2528,"d":"127.25"},"否","曼岐村"]
[1731,"TT-曼歧村-等懂台变","10kV",8.94,31.43,"轻载",{"v":102.44250000000001,"d":"102.44"},"否","曼岐村"]
[1732,"TT-曼歧村-曼歧街子1号台变","10kV",11.12,30.19,"轻载",{"v":251.9748,"d":"251.97"},"否","曼岐村"]
[1733,"TT-曼歧村-私田台变","10kV",6.33,29.22,"轻载",{"v":67.4424,"d":"67.44"},"否","曼岐村"]
[1734,"TT-曼歧村-响石板台变","10kV",8.29,35.68,"轻载",{"v":165.07800000000003,"d":"165.08"},"否","曼岐村"]
[1735,"TT-弄玲村-丙满台变","10kV",7.57,31.09,"轻载",{"v":207.9675,"d":"207.97"},"否","弄玲村"]
[1736,"TT-弄玲村-茶花树台变","10kV",7.61,27.39,"轻载",{"v":207.8775,"d":"207.88"},"否","弄玲村"]
[1737,"TT-弄玲村-等茶台变","10kV",4.97,17.1,"轻载",{"v":213.8175,"d":"213.82"},"否","弄玲村"]
[1738,"TT-弄玲村-肩科台变","10kV",5.27,19.21,"轻载",{"v":341.028,"d":"341.03"},"否","弄玲村"]
[1739,"TT-弄玲村-龙抱树台变","10kV",10.05,26.78,"轻载",{"v":255.00824999999998,"d":"255.01"},"否","弄玲村"]
[1740,"TT-弄玲村-勐福台变","10kV",8.98,31.53,"轻载",{"v":327.67199999999997,"d":"327.67"},"否","弄玲村"]
[1741,"TT-弄玲村-那茶台变","10kV",7.65,32.85,"轻载",{"v":83.115,"d":"83.12"},"否","弄玲村"]
[1742,"TT-弄玲村-那地台变","10kV",7.01,28.58,"轻载",{"v":209.2275,"d":"209.23"},"否","弄玲村"]
[1743,"TT-弄玲村-弄玲社台变","10kV",8.25,33.2,"轻载",165.15,"否","弄玲村"]
[1744,"TT-弄玲村-团田社台变","10kV",10.4,26.9,"轻载",{"v":201.6,"d":"201.60"},"否","弄玲村"]
[1745,"TT-帕允村-何家寨台变","10kV",4.03,18.72,"轻载",{"v":138.1968,"d":"138.20"},"否","帕允村"]
[1746,"TT-帕允村-帕允村公所台变","10kV",12.62,38.1,"轻载",{"v":247.72230000000002,"d":"247.72"},"否","帕允村"]
[1747,"TT-帕允村-下帕允台变","10kV",4.99,22.48,"轻载",{"v":68.4072,"d":"68.41"},"否","帕允村"]
[1748,"TT-小丙弄村-小丙弄1号台变","10kV",12.96,35.71,"轻载",{"v":313.344,"d":"313.34"},"否","小丙弄村"]
[1749,"TT-小丙弄村-小丙弄2号台变","10kV",11.96,46.31,"轻载",198.09,"否","小丙弄村"]
[1750,"TT-小丙弄村-小丙弄3号台变","10kV",12.92,42.69,"轻载",{"v":156.744,"d":"156.74"},"否","小丙弄村"]
[1751,"TT-小丙弄村-小丙弄4号台变","10kV",4.29,29.61,"轻载",{"v":172.278,"d":"172.28"},"否","小丙弄村"]
[1752,"TT-小丙弄村-小丙弄5号台变","10kV",4.42,14.01,"轻载",{"v":270.96930000000003,"d":"270.97"},"否","小丙弄村"]
[1753,"TT-燕寺村-大鱼塘台变","10kV",7.69,25.26,"轻载",{"v":166.15800000000002,"d":"166.16"},"否","燕寺村"]
[1754,"TT-燕寺村-拱竹台变","10kV",3.79,28.29,"轻载",{"v":69.27120000000001,"d":"69.27"},"否","燕寺村"]
[1755,"TT-燕寺村-汉坝寨台变","10kV",8.47,26.73,"轻载",{"v":205.9425,"d":"205.94"},"否","燕寺村"]
[1756,"TT-燕寺村-咪苏箐台变","10kV",10.29,36.06,"轻载",{"v":161.478,"d":"161.48"},"否","燕寺村"]
[1757,"TT-燕寺村-赛岗坡台变","10kV",9.91,50.11,"轻载",{"v":40.5405,"d":"40.54"},"否","燕寺村"]
[1758,"TT-燕寺村-山新沟台变","10kV",8.53,29.79,"轻载",{"v":164.64600000000002,"d":"164.65"},"否","燕寺村"]
[1759,"TT-燕寺村-徐家地台变","10kV",9.02,35.91,"轻载",{"v":81.882,"d":"81.88"},"否","燕寺村"]
[1760,"TT-燕寺村-燕寺村公所台变","10kV",30.02,129.18,"经济运行",{"v":62.982000000000006,"d":"62.98"},"否","燕寺村"]
[1761,"TT-燕寺村-燕寺社台变","10kV",8.6,30.47,"轻载",205.65,"否","燕寺村"]
[1762,"TT-燕寺村-杨家坪台变","10kV",11.07,35.81,"轻载",{"v":128.0592,"d":"128.06"},"否","燕寺村"]
[1763,"WH-丙弄村-干洼子变台","10kV",7.41,25.43,"轻载",{"v":262.49265,"d":"262.49"},"否","丙弄村"]
[1764,"WH-丙弄村-郭家湾变台","10kV",9.26,27.44,"轻载",{"v":326.664,"d":"326.66"},"否","丙弄村"]
[1765,"WH-丙弄村-麻栗树变台","10kV",10.95,36.83,"轻载",{"v":128.232,"d":"128.23"},"否","丙弄村"]
[1766,"WH-丙弄村-山坡街变台","10kV",10.74,31.48,"轻载",{"v":321.336,"d":"321.34"},"否","丙弄村"]
[1767,"WH-丙弄村-土基寨变台","10kV",7.37,28.77,"轻载",{"v":166.734,"d":"166.73"},"否","丙弄村"]
[1768,"WH-丙弄村-团坡变台","10kV",0.69,3.22,"轻载",{"v":178.758,"d":"178.76"},"否","丙弄村"]
[1769,"WH-丙弄村-小桥变台","10kV",8.88,32.5,"轻载",205.02,"否","丙弄村"]
[1770,"WH-丙弄村-窑田变台","10kV",6.37,26.19,"轻载",{"v":210.6675,"d":"210.67"},"否","丙弄村"]
[1771,"WH-丙弄村-棕包园变台","10kV",10.37,29.49,"轻载",{"v":201.6675,"d":"201.67"},"否","丙弄村"]
[1772,"WH-官田村-大田哑口变台","10kV",7.8,32.61,"轻载",{"v":66.384,"d":"66.38"},"否","官田村"]
[1773,"WH-官田村-高家山变台","10kV",5.3,20.64,"轻载",{"v":213.075,"d":"213.08"},"否","官田村"]
[1774,"WH-官田村-官田变台","10kV",12.79,42.62,"轻载",{"v":78.489,"d":"78.49"},"否","官田村"]
[1775,"WH-官田村-浪轩变台","10kV",10.73,54.12,"轻载",{"v":64.2744,"d":"64.27"},"否","官田村"]
[1776,"WH-官田村-欧家山变台","10kV",9.62,58.77,"轻载",{"v":40.671,"d":"40.67"},"否","官田村"]
[1777,"WH-官田村-邹家山变台","10kV",12.93,56.38,"轻载",{"v":78.363,"d":"78.36"},"否","官田村"]
[1778,"WH-花寨村-花寨变台","10kV",8.11,25.18,"轻载",{"v":165.40200000000002,"d":"165.40"},"否","花寨村"]
[1779,"WH-花寨村-花寨村公所变台","10kV",11.14,39.28,"轻载",{"v":79.974,"d":"79.97"},"否","花寨村"]
[1780,"WH-花寨村-囊浒A变台","10kV",16.76,141.91,"轻载",{"v":119.8656,"d":"119.87"},"否","花寨村"]
[1781,"WH-花寨村-囊浒李家队变台","10kV",7.05,19.43,"轻载",{"v":133.848,"d":"133.85"},"否","花寨村"]
[1782,"WH-花寨村-囊浒魏家队变台","10kV",6.58,25.48,"轻载",{"v":134.5248,"d":"134.52"},"否","花寨村"]
[1783,"WH-花寨村-上锅底塘变台","10kV",12.32,62.11,"轻载",{"v":63.1296,"d":"63.13"},"否","花寨村"]
[1784,"WH-花寨村-下锅底塘变台","10kV",12.21,45.05,"轻载",{"v":63.208800000000004,"d":"63.21"},"否","花寨村"]
[1785,"WH-花寨村-中岭变台","10kV",8.49,35.46,"轻载",{"v":65.8872,"d":"65.89"},"否","花寨村"]
[1786,"WH-金塘村-大滚塘变台","10kV",0,0,"轻载",{"v":27,"d":"27.00"},"否","金塘村"]
[1787,"WH-金塘村-大洼变台","10kV",5.57,32.23,"轻载",{"v":135.9792,"d":"135.98"},"否","金塘村"]
[1788,"WH-金塘村-横田变台","10kV",4.08,21.45,"轻载",{"v":86.328,"d":"86.33"},"否","金塘村"]
[1789,"WH-金塘村-金塘村公所变台","10kV",6.42,20.94,"轻载",{"v":265.2993,"d":"265.30"},"否","金塘村"]
[1790,"WH-金塘村-老地基变台","10kV",4.39,20.12,"轻载",{"v":137.6784,"d":"137.68"},"否","金塘村"]
[1791,"WH-金塘村-松园1#变台","10kV",8.02,28.9,"轻载",{"v":165.56400000000002,"d":"165.56"},"否","金塘村"]
[1792,"WH-金塘村-松园2#变台","10kV",8.26,26.56,"轻载",{"v":165.132,"d":"165.13"},"否","金塘村"]
[1793,"WH-金塘村-魏家寨变台","10kV",4.72,17.07,"轻载",{"v":270.1188,"d":"270.12"},"否","金塘村"]
[1794,"WH-金塘村-小寨变台","10kV",0.31,9.21,"轻载",{"v":26.9163,"d":"26.92"},"否","金塘村"]
[1795,"WH-金塘村-新寨岭干变台","10kV",4.2,25.17,"轻载",{"v":137.952,"d":"137.95"},"否","金塘村"]
[1796,"WH-金塘村-徐家寨变台","10kV",13.53,24.02,"轻载",{"v":124.5168,"d":"124.52"},"否","金塘村"]
[1797,"WH-金塘村-油菜地变台","10kV",7.49,34.92,"轻载",{"v":66.60719999999999,"d":"66.61"},"否","金塘村"]
[1798,"WH-金塘村-长塘变台","10kV",3.99,14.61,"轻载",{"v":216.0225,"d":"216.02"},"否","金塘村"]
[1799,"WH-腊勐村-大外变台","10kV",9.3,39.36,"轻载",{"v":163.26000000000002,"d":"163.26"},"否","腊勐村"]
[1800,"WH-腊勐村-革上社安置地变台","10kV",1.04,17.47,"轻载",{"v":89.064,"d":"89.06"},"否","腊勐村"]
[1801,"WH-腊勐村-革上社变台","10kV",11.97,42.33,"轻载",{"v":99.03375,"d":"99.03"},"否","腊勐村"]
[1802,"WH-腊勐村-革下社1#变台","10kV",8.15,165.19,"轻载",{"v":66.132,"d":"66.13"},"否","腊勐村"]
[1803,"WH-腊勐村-革下社2#变台","10kV",15.85,51.3,"轻载",{"v":121.17599999999999,"d":"121.18"},"否","腊勐村"]
[1804,"WH-腊勐村-黑果林变台","10kV",5.37,31.94,"轻载",{"v":170.334,"d":"170.33"},"否","腊勐村"]
[1805,"WH-腊勐村-腊勐1#变台","10kV",24.69,70.8,"经济运行",{"v":108.44640000000001,"d":"108.45"},"否","腊勐村"]
[1806,"WH-腊勐村-腊勐2#变台","10kV",18.09,69.94,"轻载",{"v":147.438,"d":"147.44"},"否","腊勐村"]
[1807,"WH-腊勐村-老寨子变台","10kV",5.07,15.85,"轻载",{"v":213.5925,"d":"213.59"},"否","腊勐村"]
[1808,"WH-腊勐村-李子园变台","10kV",4.97,24.45,"轻载",{"v":85.527,"d":"85.53"},"否","腊勐村"]
[1809,"WH-腊勐村-良山田台变","10kV",14.13,44.92,"轻载",{"v":123.6528,"d":"123.65"},"否","腊勐村"]
[1810,"WH-腊勐村-密曲田变台变","10kV",3.19,15.58,"轻载",{"v":108.91125000000001,"d":"108.91"},"否","腊勐村"]
[1811,"WH-腊勐村-棬槽田变台变","10kV",4.64,17.89,"轻载",{"v":137.3184,"d":"137.32"},"否","腊勐村"]
[1812,"WH-腊勐村-三甲街集镇1#变台","10kV",27.75,76.21,"经济运行",{"v":162.5625,"d":"162.56"},"否","腊勐村"]
[1813,"WH-腊勐村-三甲街集镇2#变台","10kV",27.35,59.37,"经济运行",261.54,"否","腊勐村"]
[1814,"WH-腊勐村-三甲街集镇3#变台","10kV",13.31,54.99,"轻载",{"v":97.52625,"d":"97.53"},"否","腊勐村"]
[1815,"WH-腊勐村-三甲街新集镇变台","10kV",19.59,38.47,"轻载",{"v":289.476,"d":"289.48"},"否","腊勐村"]
[1816,"WH-腊勐村-沙路湾变台","10kV",7.37,32.33,"轻载",{"v":83.367,"d":"83.37"},"否","腊勐村"]
[1817,"WH-腊勐村-王家寨变台","10kV",14.76,30.78,"轻载",{"v":95.895,"d":"95.90"},"否","腊勐村"]
[1818,"WH-老寨村-大岭岗变台","10kV",3.19,37.85,"轻载",{"v":69.7032,"d":"69.70"},"否","老寨村"]
[1819,"WH-老寨村-大中山变台","10kV",11.26,27.79,"轻载",{"v":23.9598,"d":"23.96"},"否","老寨村"]
[1820,"WH-老寨村-道班房1#变台","10kV",6.03,22.63,"轻载",{"v":266.40495,"d":"266.40"},"否","老寨村"]
[1821,"WH-老寨村-道班房2#变台","10kV",5.89,23.59,"轻载",{"v":266.80185,"d":"266.80"},"否","老寨村"]
[1822,"WH-老寨村-老寨子变台","10kV",8.54,26.83,"轻载",{"v":205.785,"d":"205.79"},"否","老寨村"]
[1823,"WH-老寨村-李子坪变台","10kV",1.72,22.59,"轻载",{"v":70.7616,"d":"70.76"},"否","老寨村"]
[1824,"WH-老寨村-中岭岗变台","10kV",0.5,4.75,"轻载",71.64,"否","老寨村"]
[1825,"WH-联盟村-帮听变台","10kV",12.42,50.86,"轻载",{"v":63.057599999999994,"d":"63.06"},"否","联盟村"]
[1826,"WH-联盟村-常新寨变台","10kV",5.31,26.16,"轻载",{"v":68.1768,"d":"68.18"},"否","联盟村"]
[1827,"WH-联盟村-大新寨变台","10kV",5.86,19.85,"轻载",{"v":211.815,"d":"211.82"},"否","联盟村"]
[1828,"WH-联盟村-荷花变台","10kV",8.36,23.67,"轻载",{"v":164.952,"d":"164.95"},"否","联盟村"]
[1829,"WH-联盟村-蛮炳坝变台","10kV",5.46,22.41,"轻载",{"v":136.13760000000002,"d":"136.14"},"否","联盟村"]
[1830,"WH-联盟村-蛮赛变台","10kV",15.07,52.12,"轻载",{"v":61.14960000000001,"d":"61.15"},"否","联盟村"]
[1831,"WH-联盟村-帕连变台","10kV",19.3,20.53,"轻载",{"v":228.78449999999998,"d":"228.78"},"否","联盟村"]
[1832,"WH-联盟村-帕连文化广场变台","10kV",2.3,9.39,"轻载",{"v":276.97950000000003,"d":"276.98"},"否","联盟村"]
[1833,"WH-联盟村-铺田变台","10kV",6.86,23.19,"轻载",{"v":134.1216,"d":"134.12"},"否","联盟村"]
[1834,"WH-联盟村-孙家老寨子变台","10kV",9.89,25.92,"轻载",{"v":324.396,"d":"324.40"},"否","联盟村"]
[1835,"WH-联盟村-佟家庄变台","10kV",6.59,23.74,"轻载",{"v":210.1725,"d":"210.17"},"否","联盟村"]
[1836,"WH-联盟村-佟家庄集镇变台","10kV",19.5,49.55,"轻载",{"v":289.8,"d":"289.80"},"否","联盟村"]
[1837,"WH-联盟村-碗岭1#变台","10kV",9.74,35.45,"轻载",{"v":162.46800000000002,"d":"162.47"},"否","联盟村"]
[1838,"WH-联盟村-碗岭2#变台","10kV",16.37,61.92,"轻载",{"v":60.2136,"d":"60.21"},"否","联盟村"]
[1839,"WH-鹿山村-城子门集镇变台","10kV",22.96,70.58,"经济运行",{"v":138.672,"d":"138.67"},"否","鹿山村"]
[1840,"WH-鹿山村-城子门新农村变台","10kV",19.46,71.53,"轻载",{"v":115.97760000000001,"d":"115.98"},"否","鹿山村"]
[1841,"WH-鹿山村-大坪场变台","10kV",5.77,21.98,"轻载",{"v":67.8456,"d":"67.85"},"否","鹿山村"]
[1842,"WH-鹿山村-大硝塘台变","10kV",7.8,25.18,"轻载",{"v":132.768,"d":"132.77"},"否","鹿山村"]
[1843,"WH-鹿山村-刀家城1#变台","10kV",5.84,21.59,"轻载",211.86,"否","鹿山村"]
[1844,"WH-鹿山村-刀家城2#变台","10kV",11.53,37.01,"轻载",{"v":199.0575,"d":"199.06"},"否","鹿山村"]
[1845,"WH-鹿山村-董家社变台","10kV",8.07,56.28,"轻载",{"v":41.368500000000004,"d":"41.37"},"否","鹿山村"]
[1846,"WH-鹿山村-华桃树变台","10kV",0.99,13.05,"轻载",{"v":26.7327,"d":"26.73"},"否","鹿山村"]
[1847,"WH-鹿山村-庙坡大蕨叶变台","10kV",5.38,25.36,"轻载",{"v":85.158,"d":"85.16"},"否","鹿山村"]
[1848,"WH-鹿山村-新上新下变台","10kV",1.31,2.15,"轻载",{"v":142.1136,"d":"142.11"},"否","鹿山村"]
[1849,"WH-鹿山村-杨家寨变台","10kV",9.46,38.08,"轻载",{"v":130.3776,"d":"130.38"},"否","鹿山村"]
[1850,"WH-那弄村-陈家寨变台","10kV",6.78,42.84,"轻载",{"v":104.8725,"d":"104.87"},"否","那弄村"]
[1851,"WH-那弄村-大石头变台","10kV",6.36,24.96,"轻载",{"v":134.84160000000003,"d":"134.84"},"否","那弄村"]
[1852,"WH-那弄村-大亚腰变台","10kV",7.96,30.35,"轻载",{"v":66.26880000000001,"d":"66.27"},"否","那弄村"]
[1853,"WH-那弄村-老虎坑变台","10kV",6.06,36.78,"轻载",{"v":42.273,"d":"42.27"},"否","那弄村"]
[1854,"WH-那弄村-马空树变台","10kV",11.72,105.25,"轻载",{"v":79.452,"d":"79.45"},"否","那弄村"]
[1855,"WH-那弄村-水冲洼变台","10kV",11.36,36.09,"轻载",{"v":63.820800000000006,"d":"63.82"},"否","那弄村"]
[1856,"WH-那弄村-松树坡变台","10kV",7.47,41.07,"轻载",{"v":133.2432,"d":"133.24"},"否","那弄村"]
[1857,"WH-那弄村-王家坟变台","10kV",8.9,43.08,"轻载",81.99,"否","那弄村"]
[1858,"WH-腾朗村-那泥坝河变台","10kV",1.2,204.71,"轻载",44.46,"否","腾朗村"]
[1859,"WH-腾朗村-平场变台","10kV",4.49,20.06,"轻载",{"v":214.8975,"d":"214.90"},"否","腾朗村"]
[1860,"WH-腾朗村-上腾朗变台","10kV",22.93,75.54,"经济运行",{"v":69.363,"d":"69.36"},"否","腾朗村"]
[1861,"WH-腾朗村-松园变台","10kV",6.01,52.38,"轻载",{"v":42.2955,"d":"42.30"},"否","腾朗村"]
[1862,"WH-腾朗村-腾嘎变台","10kV",5.62,26.7,"轻载",{"v":135.90720000000002,"d":"135.91"},"否","腾朗村"]
[1863,"WH-腾朗村-下腾朗变台","10kV",13.1,62.37,"轻载",{"v":78.21000000000001,"d":"78.21"},"否","腾朗村"]
[1864,"WH-腾朗村-小地方变台","10kV",13.11,44.63,"轻载",{"v":125.1216,"d":"125.12"},"否","腾朗村"]
[1865,"WH-腾朗村-转山坡变台","10kV",5.88,27.3,"轻载",211.77,"否","腾朗村"]
[1866,"WH-五合村-半山变台","10kV",9.08,54.64,"轻载",{"v":81.828,"d":"81.83"},"否","五合村"]
[1867,"WH-五合村-陈家河变台","10kV",11.79,19.9,"轻载",{"v":63.5112,"d":"63.51"},"否","五合村"]
[1868,"WH-五合村-茨菇塘变台","10kV",7.8,31.84,"轻载",82.98,"否","五合村"]
[1869,"WH-五合村-大崩嘎变台","10kV",17.94,50.91,"轻载",{"v":147.708,"d":"147.71"},"否","五合村"]
[1870,"WH-五合村-等腰变台","10kV",2.44,15.75,"轻载",{"v":87.804,"d":"87.80"},"否","五合村"]
[1871,"WH-五合村-丁家山变台","10kV",5.17,26.22,"轻载",{"v":68.2776,"d":"68.28"},"否","五合村"]
[1872,"WH-五合村-董家坡变台","10kV",14.89,48.77,"轻载",{"v":76.599,"d":"76.60"},"否","五合村"]
[1873,"WH-五合村-花红树变台","10kV",9.7,50.4,"轻载",{"v":65.01599999999999,"d":"65.02"},"否","五合村"]
[1874,"WH-五合村-荒园子变台1","10kV",12.11,37.69,"轻载",{"v":197.7525,"d":"197.75"},"否","五合村"]
[1875,"WH-五合村-小崩嘎变台","10kV",6.84,23.2,"轻载",{"v":335.376,"d":"335.38"},"否","五合村"]
[1876,"WH-五合村-新房子变台","10kV",14.03,66.72,"轻载",{"v":38.6865,"d":"38.69"},"否","五合村"]
[1877,"WH-五合村-余家坟变台","10kV",7.2,90.94,"轻载",83.52,"否","五合村"]
[1878,"WH-象山村-坝竹变台","10kV",1.13,97.05,"轻载",{"v":71.1864,"d":"71.19"},"否","象山村"]
[1879,"WH-象山村-朝阳变台","10kV",3.87,20.13,"轻载",{"v":43.2585,"d":"43.26"},"否","象山村"]
[1880,"WH-象山村-大坪坡变台","10kV",15.13,51.43,"轻载",{"v":95.47875,"d":"95.48"},"否","象山村"]
[1881,"WH-象山村-单腰地变台","10kV",5.39,25.9,"轻载",{"v":212.8725,"d":"212.87"},"否","象山村"]
[1882,"WH-象山村-董家单腰变台","10kV",12.15,52.32,"轻载",{"v":39.5325,"d":"39.53"},"否","象山村"]
[1883,"WH-象山村-狗头坡变台","10kV",6.61,28.01,"轻载",{"v":210.1275,"d":"210.13"},"否","象山村"]
[1884,"WH-象山村-回龙变台","10kV",8.82,34.72,"轻载",{"v":82.06200000000001,"d":"82.06"},"否","象山村"]
[1885,"WH-象山村-马蹄寨变台","10kV",16.45,68.61,"经济运行",{"v":60.156000000000006,"d":"60.16"},"否","象山村"]
[1886,"WH-象山村-杞木寨变台","10kV",10.81,56.87,"轻载",{"v":40.1355,"d":"40.14"},"否","象山村"]
[1887,"WH-象山村-窝子变台","10kV",8.67,30.12,"轻载",{"v":205.4925,"d":"205.49"},"否","象山村"]
[1888,"WH-象山村-象山街子变台","10kV",11.9,41.37,"轻载",{"v":198.225,"d":"198.23"},"否","象山村"]
[1889,"WH-象山村-象头山变台","10kV",6.17,24.99,"轻载",{"v":135.1152,"d":"135.12"},"否","象山村"]
[1890,"WH-整顶村-打柴河变台","10kV",11.01,43.44,"轻载",{"v":128.14560000000003,"d":"128.15"},"否","整顶村"]
[1891,"WH-整顶村-冯家寨变台","10kV",14.41,24.42,"轻载",{"v":242.64765,"d":"242.65"},"否","整顶村"]
[1892,"WH-整顶村-荒田坝变台","10kV",5.36,22.44,"轻载",{"v":68.1408,"d":"68.14"},"否","整顶村"]
[1893,"WH-整顶村-家松树变台","10kV",12.86,56.15,"轻载",{"v":62.74080000000001,"d":"62.74"},"否","整顶村"]
[1894,"WH-整顶村-绿荫塘变台","10kV",3.9,23.17,"轻载",172.98,"否","整顶村"]
[1895,"WH-整顶村-麻栗山变台","10kV",13.43,73.89,"轻载",{"v":38.9565,"d":"38.96"},"否","整顶村"]
[1896,"WH-整顶村-囊嘎变台","10kV",20.01,151.69,"轻载",{"v":35.9955,"d":"36.00"},"否","整顶村"]
[1897,"WH-整顶村-芹菜塘新农村2#变台","10kV",3.03,39.91,"轻载",{"v":139.6368,"d":"139.64"},"否","整顶村"]
[1898,"WH-整顶村-芹菜塘新农村变台","10kV",7.95,55.15,"轻载",{"v":260.96175,"d":"260.96"},"否","整顶村"]
[1899,"WH-整顶村-山庄街变台","10kV",13.28,43.32,"轻载",{"v":62.43840000000001,"d":"62.44"},"否","整顶村"]
[1900,"WH-整顶村-上下寨变台","10kV",18.21,65.29,"经济运行",{"v":117.7776,"d":"117.78"},"否","整顶村"]
[1901,"WH-整顶村-下整顶变台","10kV",13.95,57.65,"轻载",{"v":61.956,"d":"61.96"},"否","整顶村"]
[1902,"WH-整顶村-小河变台","10kV",13.17,63.26,"轻载",{"v":39.0735,"d":"39.07"},"否","整顶村"]
[1903,"WH-整顶村-小云盘变台","10kV",9.45,41.3,"轻载",{"v":65.196,"d":"65.20"},"否","整顶村"]
[1904,"WH-整顶村-长田变台","10kV",8.12,29.3,"轻载",206.73,"否","整顶村"]
[1905,"XH-邦户村-核桃坪台变","10kV",8.01,90.62,"轻载",{"v":103.48875,"d":"103.49"},"否","邦户村"]
[1906,"XH-邦户村-基头坡1#号台变","10kV",9.45,49.09,"轻载",{"v":65.196,"d":"65.20"},"否","邦户村"]
[1907,"XH-邦户村-基头坡2#号台变","10kV",7.47,42.23,"轻载",{"v":41.6385,"d":"41.64"},"否","邦户村"]
[1908,"XH-邦户村-梁家山台变","10kV",4.96,28.58,"轻载",{"v":85.536,"d":"85.54"},"否","邦户村"]
[1909,"XH-邦户村-山顶台变","10kV",7.97,22.98,"轻载",{"v":103.53375,"d":"103.53"},"否","邦户村"]
[1910,"XH-大摆田村-大寨子台变","10kV",5.16,23.84,"轻载",{"v":170.71200000000002,"d":"170.71"},"否","大摆田村"]
[1911,"XH-大摆田村-福广新村台变","10kV",9.68,37.63,"轻载",{"v":130.0608,"d":"130.06"},"否","大摆田村"]
[1912,"XH-大摆田村-户巴山台变","10kV",8.5,46.32,"轻载",{"v":102.9375,"d":"102.94"},"否","大摆田村"]
[1913,"XH-大摆田村-蛮行台变","10kV",8.31,30.73,"轻载",{"v":132.0336,"d":"132.03"},"否","大摆田村"]
[1914,"XH-大摆田村-土官寨台变","10kV",8.32,35.44,"轻载",{"v":165.02400000000003,"d":"165.02"},"否","大摆田村"]
[1915,"XH-大摆田村-小寨子台变","10kV",8.41,28.81,"轻载",{"v":206.0775,"d":"206.08"},"否","大摆田村"]
[1916,"XH-官接村-坝弄山台变","10kV",11.21,94.1,"轻载",{"v":79.911,"d":"79.91"},"否","官接村"]
[1917,"XH-官接村-官接村公所台变","10kV",15.63,46.04,"轻载",{"v":151.866,"d":"151.87"},"否","官接村"]
[1918,"XH-官接村-李子凹台变","10kV",9.52,27.33,"轻载",{"v":162.864,"d":"162.86"},"否","官接村"]
[1919,"XH-官接村-中山台变","10kV",1.25,24.71,"轻载",{"v":71.10000000000001,"d":"71.10"},"否","官接村"]
[1920,"XH-何家寨村-段家山台变","10kV",8.95,55.22,"轻载",{"v":65.55600000000001,"d":"65.56"},"否","何家寨村"]
[1921,"XH-何家寨村-何家寨台变","10kV",11.43,60.45,"轻载",{"v":159.426,"d":"159.43"},"否","何家寨村"]
[1922,"XH-何家寨村-哨楼坡台变","10kV",8.79,37.61,"轻载",{"v":65.6712,"d":"65.67"},"否","何家寨村"]
[1923,"XH-何家寨村-双山台变","10kV",10.79,45,"轻载",{"v":40.14450000000001,"d":"40.14"},"否","何家寨村"]
[1924,"XH-龙井山村-黄锥栗树搬迁点台变","10kV",3.68,20.25,"轻载",{"v":138.7008,"d":"138.70"},"否","龙井村"]
[1925,"XH-龙井山村-龙源新村台变","10kV",9.11,32.16,"轻载",{"v":327.204,"d":"327.20"},"否","龙井村"]
[1926,"XH-龙井山村-邵家寨台变","10kV",3.78,16.17,"轻载",{"v":272.7837,"d":"272.78"},"否","龙井村"]
[1927,"XH-龙井山村-王家寨台变","10kV",4.9,18.11,"轻载",{"v":136.944,"d":"136.94"},"否","龙井村"]
[1928,"XH-龙井山村-杨家寨台变","10kV",6.18,17.98,"轻载",{"v":135.1008,"d":"135.10"},"否","龙井村"]
[1929,"XH-龙洒村-龙洒1#号台变","10kV",9.91,39.83,"轻载",{"v":324.324,"d":"324.32"},"否","龙洒村"]
[1930,"XH-龙洒村-龙洒2#号台变","10kV",8.04,36.42,"轻载",{"v":165.52800000000002,"d":"165.53"},"否","龙洒村"]
[1931,"XH-龙洒村-龙洒3#号台变","10kV",4.89,31.05,"轻载",{"v":42.7995,"d":"42.80"},"否","龙洒村"]
[1932,"XH-龙洒村-龙洒搬迁点台变","10kV",3.39,12.98,"轻载",{"v":139.1184,"d":"139.12"},"否","龙洒村"]
[1933,"XH-龙塘村-宝石洞台变","10kV",0.38,7.99,"轻载",{"v":26.8974,"d":"26.90"},"否","龙塘村"]
[1934,"XH-龙塘村-标杆脚台变","10kV",5.37,18.32,"轻载",{"v":340.668,"d":"340.67"},"否","龙塘村"]
[1935,"XH-龙塘村-茶叶林台变","10kV",9.6,53.3,"轻载",{"v":65.088,"d":"65.09"},"否","龙塘村"]
[1936,"XH-龙塘村-唐家寨台变","10kV",7.2,31.49,"轻载",{"v":104.4,"d":"104.40"},"否","龙塘村"]
[1937,"XH-龙塘村-塘子边台变","10kV",5.7,18.21,"轻载",{"v":212.175,"d":"212.18"},"否","龙塘村"]
[1938,"XH-龙塘村-杨梅坡台变","10kV",8.05,33.72,"轻载",{"v":82.75500000000001,"d":"82.76"},"否","龙塘村"]
[1939,"XH-梅子坪村-苍蒲河台变","10kV",5.6,24.38,"轻载",84.96,"否","梅子坪村"]
[1940,"XH-梅子坪村-梅子坪台变","10kV",11.36,33.86,"轻载",99.72,"否","梅子坪村"]
[1941,"XH-梅子坪村-尹家寨台变","10kV",2.96,13.2,"轻载",{"v":69.86880000000001,"d":"69.87"},"否","梅子坪村"]
[1942,"XH-梅子坪村-油竹坝台变","10kV",6.87,27.65,"轻载",{"v":83.817,"d":"83.82"},"否","梅子坪村"]
[1943,"XH-太和村-摆依地安置点台变","10kV",4.8,18.7,"轻载",{"v":68.544,"d":"68.54"},"否","太和村"]
[1944,"XH-太和村-汉高坡台变","10kV",1.78,19.38,"轻载",{"v":70.7184,"d":"70.72"},"否","太和村"]
[1945,"XH-太和村-速庆台变","10kV",6.14,21.23,"轻载",{"v":211.185,"d":"211.19"},"否","太和村"]
[1946,"XH-太和村-太和1#号台变","10kV",7.15,27.15,"轻载",{"v":263.22975,"d":"263.23"},"否","太和村"]
[1947,"XH-太和村-太和2#号台变","10kV",8.57,31.77,"轻载",{"v":164.574,"d":"164.57"},"否","太和村"]
[1948,"XH-太和村-硝塘台变","10kV",6.59,22.32,"轻载",{"v":134.5104,"d":"134.51"},"否","太和村"]
[1949,"XH-太和村-长汉坝安置点台变","10kV",3.42,17.24,"轻载",{"v":173.844,"d":"173.84"},"否","太和村"]
[1950,"XH-新山村-八角台变","10kV",6.14,21.73,"轻载",{"v":266.0931,"d":"266.09"},"否","新山村"]
[1951,"XH-新山村-大坡山台变","10kV",9.22,34.11,"轻载",{"v":102.1275,"d":"102.13"},"否","新山村"]
[1952,"XH-新山村-大中山台变","10kV",2.72,14.66,"轻载",{"v":70.0416,"d":"70.04"},"否","新山村"]
[1953,"XH-新山村-黄叶林台变","10kV",6.1,24.18,"轻载",{"v":105.6375,"d":"105.64"},"否","新山村"]
[1954,"XH-新山村-新山1#号台变","10kV",15.56,53.67,"轻载",189.99,"否","新山村"]
[1955,"XH-新山村-新山2#号台变","10kV",10.36,44.96,"轻载",{"v":100.845,"d":"100.85"},"否","新山村"]
[1956,"XH-新山村-新寨台变","10kV",17.57,52.08,"经济运行",{"v":148.37400000000002,"d":"148.37"},"否","新山村"]
[1957,"XH-新山村-竹麻地台变","10kV",5.25,130.75,"轻载",{"v":42.6375,"d":"42.64"},"否","新山村"]
[1958,"XH-中心村-板栗树台变","10kV",2.23,16.49,"轻载",{"v":70.39439999999999,"d":"70.39"},"否","中心村"]
[1959,"XH-中心村-大坡台变","10kV",7.72,39.85,"轻载",{"v":132.8832,"d":"132.88"},"否","中心村"]
[1960,"XH-中心村-荒田台变","10kV",6.96,21.64,"轻载",{"v":263.76840000000004,"d":"263.77"},"否","中心村"]
[1961,"XH-中心村-黄国寺台变","10kV",6.88,30.57,"轻载",{"v":134.09279999999998,"d":"134.09"},"否","中心村"]
[1962,"XH-中心村-黄栗树台变","10kV",6.11,27.32,"轻载",{"v":67.60079999999999,"d":"67.60"},"否","中心村"]
[1963,"XH-中心村-街子坝台变","10kV",7.08,23.82,"轻载",{"v":133.8048,"d":"133.80"},"否","中心村"]
[1964,"XH-中心村-曼东台变","10kV",8.08,24.93,"轻载",{"v":260.5932,"d":"260.59"},"否","中心村"]
[1965,"XH-中心村-茅草地台变","10kV",2.44,10.44,"轻载",{"v":140.4864,"d":"140.49"},"否","中心村"]
[1966,"XH-中心村-青峰山台变","10kV",8.38,45.72,"轻载",{"v":41.229000000000006,"d":"41.23"},"否","中心村"]
[1967,"XH-中心村-石头寨台变","10kV",11.02,35.37,"轻载",{"v":100.1025,"d":"100.10"},"否","中心村"]
[1968,"XH-中心村-新华集镇1#号台变","10kV",27.72,60.86,"经济运行",{"v":260.208,"d":"260.21"},"否","中心村"]
[1969,"XH-中心村-新华集镇2#号台变","10kV",8.79,31.36,"轻载",{"v":205.2225,"d":"205.22"},"否","中心村"]
[1970,"XH-中心村-新华集镇3#号台变","10kV",32.29,91.97,"经济运行",{"v":191.95785,"d":"191.96"},"否","中心村"]
[1971,"XH-中心村-邢家山1号台变","10kV",1.34,28.46,"轻载",{"v":71.0352,"d":"71.04"},"否","中心村"]
[1972,"XH-中心村-邢家山2号台变","10kV",4.08,12.87,"轻载",{"v":271.93320000000006,"d":"271.93"},"否","中心村"]
[1973,"XH-中心村-棕包园台变","10kV",4.11,20.23,"轻载",{"v":86.301,"d":"86.30"},"否","中心村"]
[1974,"YA-东华村-白衣寨台变","10kV",4.75,21.05,"轻载",137.16,"否","东华村"]
[1975,"YA-东华村-半坡台变","10kV",5.25,32.04,"轻载",{"v":85.275,"d":"85.28"},"否","东华村"]
[1976,"YA-东华村-陈家寨台变","10kV",7.98,32.64,"轻载",{"v":132.5088,"d":"132.51"},"否","东华村"]
[1977,"YA-东华村-寸家营台变","10kV",9.92,41.88,"轻载",{"v":162.144,"d":"162.14"},"否","东华村"]
[1978,"YA-东华村-大坟地台变","10kV",15.5,56.67,"轻载",60.84,"否","东华村"]
[1979,"YA-东华村-二道河台变","10kV",6.03,27.44,"轻载",{"v":84.57300000000001,"d":"84.57"},"否","东华村"]
[1980,"YA-东华村-官家寨台变","10kV",5.65,16.97,"轻载",{"v":267.48225,"d":"267.48"},"否","东华村"]
[1981,"YA-东华村-红墙台变","10kV",9.5,44.8,"轻载",{"v":65.16000000000001,"d":"65.16"},"否","东华村"]
[1982,"YA-东华村-李家排台变","10kV",8.45,29.06,"轻载",164.79,"否","东华村"]
[1983,"YA-东华村-李家寨台变","10kV",36.18,110.16,"经济运行",{"v":57.438,"d":"57.44"},"否","东华村"]
[1984,"YA-东华村-寺山台变","10kV",8.76,26.68,"轻载",205.29,"否","东华村"]
[1985,"YA-东华村-田房台变","10kV",5.76,35.61,"轻载",{"v":267.17040000000003,"d":"267.17"},"否","东华村"]
[1986,"YA-东华村-汪家营台变","10kV",15.18,47.03,"轻载",{"v":76.338,"d":"76.34"},"否","东华村"]
[1987,"YA-东华村-窑上台变","10kV",11.01,33.91,"轻载",{"v":128.14560000000003,"d":"128.15"},"否","东华村"]
[1988,"YA-东华村-赵家坡台变","10kV",13.14,42.76,"轻载",{"v":125.0784,"d":"125.08"},"否","东华村"]
[1989,"YA-清水河村-白石岩台变","10kV",7,24.61,"轻载",{"v":104.625,"d":"104.63"},"否","清水河村"]
[1990,"YA-清水河村-半山台变","10kV",9.19,31.98,"轻载",{"v":65.3832,"d":"65.38"},"否","清水河村"]
[1991,"YA-清水河村-老家寨台变","10kV",10.61,75.11,"轻载",{"v":80.45100000000001,"d":"80.45"},"否","清水河村"]
[1992,"YA-清水河村-箐门口台变","10kV",4.17,30.78,"轻载",{"v":68.9976,"d":"69.00"},"否","清水河村"]
[1993,"YA-清水河村-团结新村台变","10kV",9.54,25.68,"轻载",{"v":256.45410000000004,"d":"256.45"},"否","清水河村"]
[1994,"YA-石墙村-花渔沟台变","10kV",9.59,35.66,"轻载",{"v":81.369,"d":"81.37"},"否","石墙村"]
[1995,"YA-石墙村-桥头间台变","10kV",25.14,70.6,"经济运行",{"v":84.2175,"d":"84.22"},"否","石墙村"]
[1996,"YA-石墙村-上石墙台变","10kV",21.44,61.13,"经济运行",{"v":113.1264,"d":"113.13"},"否","石墙村"]
[1997,"YA-石墙村-孙家湾台变","10kV",17.15,49.42,"轻载",{"v":74.565,"d":"74.57"},"否","石墙村"]
[1998,"YA-石墙村-许家寨台变","10kV",13.55,45.16,"轻载",155.61,"否","石墙村"]
[1999,"YA-石墙村-杨家坡头台变","10kV",15.03,45.17,"轻载",{"v":95.59125,"d":"95.59"},"否","石墙村"]
[2000,"YA-新大街村-董家营台变","10kV",28.74,136.64,"经济运行",{"v":51.3072,"d":"51.31"},"否","新大街村"]
[2001,"YA-新大街村-高家湾台变","10kV",6.53,24.2,"轻载",{"v":84.123,"d":"84.12"},"否","新大街村"]
[2002,"YA-新大街村-河边台变","10kV",8.79,76.61,"轻载",{"v":131.3424,"d":"131.34"},"否","新大街村"]
[2003,"YA-新大街村-横岭子台变","10kV",10.29,36.95,"轻载",{"v":80.739,"d":"80.74"},"否","新大街村"]
[2004,"YA-新大街村-集镇2号台变","10kV",5.35,28.15,"轻载",{"v":136.296,"d":"136.30"},"否","新大街村"]
[2005,"YA-新大街村-集镇3号台变","10kV",5.09,64.86,"轻载",{"v":170.838,"d":"170.84"},"否","新大街村"]
[2006,"YA-新大街村-集镇台变","10kV",18.24,65.22,"经济运行",{"v":231.78959999999998,"d":"231.79"},"否","新大街村"]
[2007,"YA-新大街村-李家窝台变","10kV",16.23,54.62,"轻载",{"v":75.393,"d":"75.39"},"否","新大街村"]
[2008,"YA-新大街村-邵家湾台变","10kV",7.32,58.43,"轻载",208.53,"否","新大街村"]
[2009,"YA-新华村-黄家寨台变","10kV",7,24.46,"轻载",{"v":83.7,"d":"83.70"},"否","新华村"]
[2010,"YA-新华村-刘家岭台变","10kV",18.23,73.1,"经济运行",{"v":36.7965,"d":"36.80"},"否","新华村"]
[2011,"YA-新华村-龙家坡台变","10kV",7,26.32,"轻载",{"v":133.92000000000002,"d":"133.92"},"否","新华村"]
[2012,"YA-新华村-罗妹城台变","10kV",16.98,59.82,"轻载",{"v":74.718,"d":"74.72"},"否","新华村"]
[2013,"YA-新华村-明家岭台变","10kV",5.67,28.72,"轻载",{"v":84.897,"d":"84.90"},"否","新华村"]
[2014,"YA-新华村-彭家寨台变","10kV",3.64,21.37,"轻载",{"v":69.3792,"d":"69.38"},"否","新华村"]
[2015,"YA-新华村-热水塘台变","10kV",7.01,36.12,"轻载",{"v":167.382,"d":"167.38"},"否","新华村"]
[2016,"YA-新华村-上岭子台变","10kV",6.07,25.96,"轻载",{"v":266.29155000000003,"d":"266.29"},"否","新华村"]
[2017,"YA-新华村-上杨家岭台变","10kV",4.97,20.12,"轻载",{"v":85.527,"d":"85.53"},"否","新华村"]
[2018,"YA-新华村-下杨家岭台变","10kV",7.43,29.58,"轻载",{"v":83.313,"d":"83.31"},"否","新华村"]
[2019,"YA-新华村-中营台变","10kV",24.68,68.5,"经济运行",{"v":67.788,"d":"67.79"},"否","永安村"]
[2020,"YA-永安村-河东台变","10kV",7.59,26.84,"轻载",{"v":166.338,"d":"166.34"},"否","永安村"]
[2021,"YA-永安村-河东下寨台变","10kV",7.6,39.51,"轻载",{"v":66.528,"d":"66.53"},"否","永安村"]
[2022,"YA-永安村-集镇1号台变","10kV",6.17,22.5,"轻载",{"v":211.1175,"d":"211.12"},"否","永安村"]
[2023,"YA-永安村-集镇2号台变","10kV",9.58,24.53,"轻载",{"v":325.512,"d":"325.51"},"否","永安村"]
[2024,"YA-永安村-集镇3号台变","10kV",11.99,29.58,"轻载",{"v":249.50834999999998,"d":"249.51"},"否","永安村"]
[2025,"YA-永安村-集镇4号台变","10kV",8.16,25.82,"轻载",{"v":330.624,"d":"330.62"},"否","永安村"]
[2026,"YA-永安村-集镇5号台变","10kV",7.41,20.52,"轻载",{"v":262.49265,"d":"262.49"},"否","永安村"]
[2027,"YA-永安村-集镇6号台变","10kV",10.08,35.48,"轻载",{"v":323.712,"d":"323.71"},"否","永安村"]
[2028,"YA-永安村-集镇7号台变","10kV",11.3,32.9,"轻载",319.32,"否","永安村"]
[2029,"YA-永安村-集镇新增1号台变","10kV",4.24,13.77,"轻载",{"v":344.73600000000005,"d":"344.74"},"否","永安村"]
[2030,"YA-永胜村-邓段台变","10kV",10.83,28.68,"轻载",{"v":128.4048,"d":"128.40"},"否","永胜村"]
[2031,"YA-永胜村-岗绵河台变","10kV",10.42,50.33,"轻载",{"v":80.622,"d":"80.62"},"否","永胜村"]
[2032,"YA-永胜村-麻栗树台变","10kV",14.84,57.34,"轻载",{"v":61.315200000000004,"d":"61.32"},"否","永胜村"]
[2033,"YA-永胜村-上河西台变","10kV",14.52,36.55,"轻载",{"v":123.0912,"d":"123.09"},"否","永胜村"]
[2034,"YA-永胜村-席家寨台变","10kV",17.09,45.1,"轻载",{"v":149.238,"d":"149.24"},"否","永胜村"]
[2035,"YA-永胜村-小河边台变","10kV",13.36,43.86,"轻载",{"v":245.6244,"d":"245.62"},"否","永胜村"]
[2036,"YA-早三村-大地坡台变","10kV",16.16,55.73,"轻载",{"v":120.7296,"d":"120.73"},"否","早三村"]
[2037,"YA-早三村-大沟排台变","10kV",6.19,23.33,"轻载",{"v":211.07250000000002,"d":"211.07"},"否","早三村"]
[2038,"YA-早三村-大平地台变","10kV",6.66,29.48,"轻载",{"v":105.0075,"d":"105.01"},"否","早三村"]
[2039,"YA-早三村-大树台变","10kV",19.77,72.76,"轻载",{"v":90.25875,"d":"90.26"},"否","早三村"]
[2040,"YA-早三村-苦竹园台变","10kV",10.09,44.23,"轻载",{"v":202.2975,"d":"202.30"},"否","早三村"]
[2041,"YA-早三村-箐地台变","10kV",19.38,75.8,"经济运行",{"v":58.04640000000001,"d":"58.05"},"否","早三村"]
[2042,"YA-早三村-松山台变","10kV",15.96,70.25,"轻载",{"v":37.818,"d":"37.82"},"否","早三村"]
[2043,"YA-中牌村-何家地台变","10kV",8.33,25.05,"轻载",{"v":259.88445,"d":"259.88"},"否","中牌村"]
[2044,"YA-中牌村-里牌台变","10kV",11.06,58.46,"轻载",{"v":40.023,"d":"40.02"},"否","中牌村"]
[2045,"YA-中牌村-中牌台变","10kV",17.19,50.48,"轻载",{"v":93.16125000000001,"d":"93.16"},"否","中牌村"]
[2046,"YA-中坪村-村公所台变","10kV",6.23,25.45,"轻载",{"v":168.786,"d":"168.79"},"否","中坪村"]
[2047,"YA-中坪村-董家坡台变","10kV",8.46,40.6,"轻载",{"v":131.8176,"d":"131.82"},"否","中坪村"]
[2048,"YA-中坪村-高家坡台变","10kV",11.18,44.4,"轻载",{"v":127.9008,"d":"127.90"},"否","中坪村"]
[2049,"YA-中坪村-李家寨台变","10kV",6.68,27.46,"轻载",{"v":167.976,"d":"167.98"},"否","中坪村"]
[2050,"YA-中坪村-汤家岭台变","10kV",7.78,62.43,"轻载",{"v":132.7968,"d":"132.80"},"否","中坪村"]
[2051,"YA-中坪村-汤严寨台变","10kV",7.85,31.17,"轻载",{"v":207.3375,"d":"207.34"},"否","中坪村"]
[2052,"ZH-边合区-公租房1#箱变-DW","10kV",4.91,13.42,"轻载",{"v":539.1603,"d":"539.16"},"否","边和区"]
[2053,"ZH-边合区-公租房2#箱变-DW","10kV",3.46,12.88,"轻载",{"v":547.3818,"d":"547.38"},"否","边和区"]
[2054,"ZH-大村社区-龙井头台变","10kV",12.68,48.27,"轻载",{"v":157.176,"d":"157.18"},"否","大村社区"]
[2055,"ZH-大村社区-平山台变","10kV",19.35,60.31,"经济运行",{"v":181.4625,"d":"181.46"},"否","大村社区"]
[2056,"ZH-大村社区-秋场1#台变","10kV",19.57,67.24,"经济运行",{"v":228.01905,"d":"228.02"},"否","大村社区"]
[2057,"ZH-大村社区-秋场2#台变","10kV",12.89,32.19,"轻载",{"v":246.95685,"d":"246.96"},"否","大村社区"]
[2058,"ZH-大村社区-热水塘台变","10kV",19.94,55.14,"轻载",{"v":226.9701,"d":"226.97"},"否","大村社区"]
[2059,"ZH-大村社区-三合台变","10kV",18.46,39.5,"轻载",{"v":293.544,"d":"293.54"},"否","大村社区"]
[2060,"ZH-大村社区-西边台变","10kV",9.27,28.55,"轻载",{"v":163.31400000000002,"d":"163.31"},"否","大村社区"]
[2061,"ZH-大村社区-下村1#台变","10kV",21.65,64.13,"轻载",{"v":222.12225,"d":"222.12"},"否","大村社区"]
[2062,"ZH-大村社区-下村2#台变","10kV",14.08,35.76,"轻载",{"v":243.58320000000003,"d":"243.58"},"否","大村社区"]
[2063,"ZH-大村社区-新村1#台变","10kV",20.4,58.99,"轻载",{"v":225.66600000000003,"d":"225.67"},"否","大村社区"]
[2064,"ZH-大村社区-新村2#台变","10kV",22.83,57.74,"经济运行",{"v":138.906,"d":"138.91"},"否","大村社区"]
[2065,"ZH-大村社区-赵家巷台变","10kV",14.01,33.41,"轻载",{"v":243.78164999999998,"d":"243.78"},"否","大村社区"]
[2066,"ZH-东坪村-卧龙3#台变","10kV",8.15,25.22,"轻载",165.33,"否","东坪社区"]
[2067,"ZH-东坪社区-大竹棚台变","10kV",14.7,30.3,"轻载",307.08,"否","东坪社区"]
[2068,"ZH-东坪社区-岗家营大寨子台变","10kV",7.11,22.53,"轻载",{"v":263.34315,"d":"263.34"},"否","东坪社区"]
[2069,"ZH-东坪社区-岗家营小寨子台变","10kV",13.64,29.66,"轻载",{"v":155.448,"d":"155.45"},"否","东坪社区"]
[2070,"ZH-东坪社区-黄果树台变","10kV",10.38,23.85,"轻载",{"v":254.0727,"d":"254.07"},"否","东坪社区"]
[2071,"ZH-东坪社区-毛家滚塘台变","10kV",18.39,35.91,"轻载",{"v":293.796,"d":"293.80"},"否","东坪社区"]
[2072,"ZH-东坪社区-毛家营安置地台变","10kV",4.81,14.98,"轻载",{"v":171.342,"d":"171.34"},"否","东坪社区"]
[2073,"ZH-东坪社区-毛家营粮点台变","10kV",26.58,50,"经济运行",{"v":264.312,"d":"264.31"},"否","东坪社区"]
[2074,"ZH-东坪社区-田向老寨台变","10kV",10.61,28.28,"轻载",{"v":201.1275,"d":"201.13"},"否","东坪社区"]
[2075,"ZH-东坪社区-田向新寨台变","10kV",9.53,30.82,"轻载",{"v":81.423,"d":"81.42"},"否","东坪社区"]
[2076,"ZH-东坪社区-卧龙1#台变","10kV",12.3,40.63,"轻载",{"v":248.6295,"d":"248.63"},"否","东坪社区"]
[2077,"ZH-东坪社区-卧龙2#台变","10kV",8.06,25.11,"轻载",{"v":260.6499,"d":"260.65"},"否","东坪社区"]
[2078,"ZH-东坪社区-卧龙4#台变","10kV",9,27.19,"轻载",131.04,"否","东坪社区"]
[2079,"ZH-东坪社区-卧龙5#台变","10kV",7.08,18.79,"轻载",{"v":167.256,"d":"167.26"},"否","东坪社区"]
[2080,"ZH-东坪社区-向家坟台变","10kV",5.47,22.6,"轻载",{"v":136.1232,"d":"136.12"},"否","东坪社区"]
[2081,"ZH-东坪社区-杨家坟台变","10kV",10.15,30.69,"轻载",{"v":129.384,"d":"129.38"},"否","东坪社区"]
[2082,"ZH-樊家营社区-樊家营1#台变","10kV",16.42,42.48,"轻载",{"v":300.888,"d":"300.89"},"否","樊家营社区"]
[2083,"ZH-樊家营社区-樊家营2#台变","10kV",13.11,32.92,"轻载",{"v":312.80400000000003,"d":"312.80"},"否","樊家营社区"]
[2084,"ZH-樊家营社区-荆竹寨台变","10kV",11.4,35.76,"轻载",199.35,"否","樊家营社区"]
[2085,"ZH-樊家营社区-小寨台变","10kV",23.19,75.01,"经济运行",{"v":217.75635000000003,"d":"217.76"},"否","樊家营社区"]
[2086,"ZH-高田社区-大岭岗台变","10kV",7.89,30.48,"轻载",{"v":66.31920000000001,"d":"66.32"},"否","高田社区"]
[2087,"ZH-高田社区-大寨子台变","10kV",10.98,30.44,"轻载",{"v":320.472,"d":"320.47"},"否","高田社区"]
[2088,"ZH-高田社区-栗安新村台变","10kV",7.41,25.88,"轻载",{"v":166.662,"d":"166.66"},"否","高田社区"]
[2089,"ZH-高田社区-栗民新村台变","10kV",11.45,45.61,"轻载",{"v":63.75600000000001,"d":"63.76"},"否","高田社区"]
[2090,"ZH-高田社区-小莱宋台变","10kV",6.15,26.35,"轻载",{"v":135.144,"d":"135.14"},"否","高田社区"]
[2091,"ZH-勐蚌社区-打板箐变台","10kV",9.28,30.16,"轻载",{"v":81.648,"d":"81.65"},"否","勐蚌社区"]
[2092,"ZH-民振社区-榜朗田台变","10kV",7.47,35.2,"轻载",{"v":104.09625,"d":"104.10"},"否","民振社区"]
[2093,"ZH-民振社区-高桥台变","10kV",4.98,42.36,"轻载",{"v":68.4144,"d":"68.41"},"否","民振社区"]
[2094,"ZH-民振社区-后头田台变","10kV",7.99,47.04,"轻载",{"v":66.2472,"d":"66.25"},"否","民振社区"]
[2095,"ZH-民振社区-民振1#台变","10kV",13.11,55.95,"轻载",{"v":195.5025,"d":"195.50"},"否","民振社区"]
[2096,"ZH-民振社区-民振2#台变","10kV",11.93,30.5,"轻载",{"v":198.15750000000003,"d":"198.16"},"否","民振社区"]
[2097,"ZH-新街社区-大水板台变","10kV",12.12,36.39,"轻载",{"v":126.5472,"d":"126.55"},"否","新街社区"]
[2098,"ZH-新街社区-段家营1#台变","10kV",19.96,42.15,"轻载",{"v":226.9134,"d":"226.91"},"否","新街社区"]
[2099,"ZH-新街社区-段家营2#台变","10kV",16.28,45.34,"轻载",{"v":60.2784,"d":"60.28"},"否","新街社区"]
[2100,"ZH-新街社区-郭家营1#台变","10kV",18.61,45.36,"轻载",{"v":183.1275,"d":"183.13"},"否","新街社区"]
[2101,"ZH-新街社区-郭家营2#台变","10kV",7.84,22.82,"轻载",{"v":331.776,"d":"331.78"},"否","新街社区"]
[2102,"ZH-新街社区-集镇1#台变","10kV",30.16,69.44,"经济运行",{"v":251.424,"d":"251.42"},"否","新街社区"]
[2103,"ZH-新街社区-集镇2#台变","10kV",28.09,50.44,"经济运行",{"v":258.876,"d":"258.88"},"否","新街社区"]
[2104,"ZH-新街社区-集镇3#台变","10kV",41.67,78.71,"经济运行",{"v":165.36554999999998,"d":"165.37"},"否","新街社区"]
[2105,"ZH-新街社区-垦荒社台变","10kV",20.36,58.47,"经济运行",{"v":89.595,"d":"89.60"},"否","新街社区"]
[2106,"ZH-新街社区-上寨台变","10kV",21.68,68.42,"经济运行",{"v":176.22000000000003,"d":"176.22"},"否","新街社区"]
[2107,"ZH-新街社区-桃树河1#台变","10kV",1.15,7.21,"轻载",{"v":88.965,"d":"88.97"},"否","新街社区"]
[2108,"ZH-新街社区-桃树河2#台变","10kV",1.33,8.28,"轻载",{"v":44.4015,"d":"44.40"},"否","新街社区"]
[2109,"ZH-新街社区-闫家寨1#台变","10kV",12.92,32.09,"轻载",{"v":156.744,"d":"156.74"},"否","新街社区"]
[2110,"ZH-新街社区-闫家寨2#台变","10kV",17.63,53.51,"轻载",{"v":37.066500000000005,"d":"37.07"},"否","新街社区"]
[2111,"ZH-新街社区-中寨台变","10kV",15.64,51.39,"轻载",{"v":151.848,"d":"151.85"},"否","新街社区"]
[2112,"ZH-新岐社区-新岐1#台变","10kV",13.87,30.81,"轻载",{"v":310.068,"d":"310.07"},"否","新岐社区"]
[2113,"ZH-新岐社区-新岐2#台变","10kV",11.6,38.7,"轻载",318.24,"否","新岐社区"]
[2114,"ZH-新岐社区-新岐3#台变","10kV",10.43,25.03,"轻载",{"v":253.93094999999997,"d":"253.93"},"否","新岐社区"]
[2115,"ZH-新岐社区-新岐4#台变","10kV",11.64,47.78,"轻载",{"v":250.50060000000002,"d":"250.50"},"否","新岐社区"]
[2116,"ZH-新岐社区-新岐5#台变","10kV",18.03,48.16,"轻载",{"v":232.38494999999998,"d":"232.38"},"否","新岐社区"]
[2117,"ZH-新岐社区-新岐6#台变","10kV",11.1,32.41,"轻载",320.04,"否","新岐社区"]
[2118,"ZH-闫家冲社区-黄土坡台变","10kV",7.94,23.59,"轻载",{"v":331.416,"d":"331.42"},"否","闫家冲社区"]
[2119,"ZH-闫家冲社区-屈家营1#台变","10kV",12.03,36.94,"轻载",{"v":316.692,"d":"316.69"},"否","闫家冲社区"]
[2120,"ZH-闫家冲社区-屈家营2#台变","10kV",7.69,28.22,"轻载",{"v":261.69885,"d":"261.70"},"否","闫家冲社区"]
[2121,"ZH-闫家冲社区-屈家营3#台变","10kV",13.85,38.1,"轻载",{"v":244.23525,"d":"244.24"},"否","闫家冲社区"]
[2122,"ZH-闫家冲社区-闫家冲1#台变","10kV",19.26,45.13,"轻载",{"v":290.664,"d":"290.66"},"否","闫家冲社区"]
[2123,"ZH-闫家冲社区-闫家冲2#台变","10kV",8.69,29.96,"轻载",{"v":328.716,"d":"328.72"},"否","闫家冲社区"]
[2124,"ZH-闫家冲社区-闫家冲3#台变","10kV",6.49,34.99,"轻载",{"v":336.636,"d":"336.64"},"否","闫家冲社区"]
[2125,"ZH-闫家冲社区-闫家冲4#台变","10kV",6.68,64.14,"轻载",{"v":167.976,"d":"167.98"},"否","闫家冲社区"]
[2126,"ZH-闫家冲社区-张家坝1#台变","10kV",18.59,44.17,"轻载",{"v":293.076,"d":"293.08"},"否","闫家冲社区"]
[2127,"ZH-闫家冲社区-张家坝2#台变","10kV",10.34,30.68,"轻载",{"v":161.388,"d":"161.39"},"否","闫家冲社区"]
[2128,"ZH-中营社区-中营1#台变","10kV",6.53,29.14,"轻载",{"v":105.15375,"d":"105.15"},"否","中营社区"]
[2129,"ZH-中营社区-中营2#台变","10kV",7.24,23.54,"轻载",{"v":166.96800000000002,"d":"166.97"},"否","中营社区"]
[2130,"ZH-中营社区-中营3#台变","10kV",12.64,32.74,"轻载",196.56,"否","中营社区"]
[2131,"ZH-中营社区-中营4#台变","10kV",10.79,38.83,"轻载",{"v":160.57800000000003,"d":"160.58"},"否","中营社区"]